## Cover
Cover
PR19 WINEP and Green Recovery carryover PCDs
| Version number: | 1
| File name: | PR24PCD117 WINEP and GER Carryover PCDs.xlsx
| Date: | 2024-12-19
| For enquiries please contact: | PR24@ofwat.gov.uk
Contents:
| Tab name | Description
WINEP Carryover >>
| WINEP Carryover_ANH | PR19 WINEP Carryover PCD for Anglian Water
| WINEP Carryover_NES | PR19 WINEP Carryover PCD for Northumbrian Water
| WINEP Carryover_SRN | PR19 WINEP Carryover PCD for Southern Water
| WINEP Carryover_TMS | PR19 WINEP Carryover PCD for Thames Water
| WINEP Carryover_NWT | PR19 WINEP Carryover PCD for United Utilities
| WINEP Carryover_WSX | PR19 WINEP Carryover PCD for Wessex Water
| WINEP Carryover_YKY | PR19 WINEP Carryover PCD for Yorkshire Water
GER >>
| GER Carryover_NWT | Green Economic Recovery (GER) PCD for United Utilities
| Annex >>>> | Excerpt from company PR19 WINEP reconciliation models, with data for all PR19 WINEP carryover actions covered by the PCD.
| WINEP_Inputs_ANH | PCD Inputs data extracted from PR19 WINEP Reconciliation model
| WINEP_Inputs_NES | PCD Inputs data extracted from PR19 WINEP Reconciliation model
| WINEP_Inputs_SRN | PCD Inputs data extracted from PR19 WINEP Reconciliation model
| WINEP_Inputs_TMS | PCD Inputs data extracted from PR19 WINEP Reconciliation model
| WINEP_Inputs_NWT | PCD Inputs data extracted from PR19 WINEP Reconciliation model
| WINEP_Inputs_WSX | PCD Inputs data extracted from PR19 WINEP Reconciliation model
| WINEP_Inputs_YKY | PCD Inputs data extracted from PR19 WINEP Reconciliation model
| WINEP_Inputs_ALL | PCD Inputs data from PR19 WINEP Reconciliation model - all companies
Summary of the model:
WINEP Carryover PCD:
This PCD is for PR19 WINEP actions (there are no NEP actions) that were included within the PR19 uncertainty mechanism and that are unlikely to be delivered before the end of PR19 (March 2025) but are still required to be completed. Most of the actions covered by this PCD were funded in PR19. For these funded non-delivery actions, we are clawing back funding through the PR19 WINEP reconciliation models for individual companies and refunding via the PR19 WINEP Carryover model. For the non-delivery actions within the PR19 WINEP uncertainty mechanism that were unfunded we are also funding these via the PR19 WINEP Carryover model (PR24CA103). The rate of funding in the PR19 WINEP Carryover model is at the same totex rates as in PR19 inflated to 2022-23 CPIH prices.
This PCD is applied to all the actions funded via the PR19 WINEP carryover model. We apply both a non-delivery PCD rate, to ensure full funding is clawed back for non-delivery. We also apply a late delivery penalty aligned to the year in which the regulatory date is required, but only for actions that always had an AMP8 delivery date as determined at the PR19 FD. For all other actions, a late delivery penalty applies from the start of the 2025-30 period (1 April 2025).
This PCDs will apply to 100% of the funding in the PR19 WINEP Carryover model and will cover expenditure for seven companies.
GER Carryover PCD:
This is a Green Economic Recovery scheme that United Utilities is proposing carryover to PR24. The PCD will cover the full scheme allowance that customers are funding in PR24.
Quality assurance: This model has been subject to Ofwat internal quality assurance
Disclaimer: This model is part of our final determinations setting out the price, service, and incentive package for water companies for the period 2025-30. It should be read together with the other documents and information that we have published as part of our consultation.
Changes since previous published model:
WINEP Carryover: For Thames Water we include non-delivery PCDs for three additional, expanded scope schemes.

## WINEP Carryover_ANH
ANH - PR19 WINEP Carryover
| Company | ANH
| Enhancement area | PR19 WINEP Carryover
| PCD No. | PCDWW35
| Common requirements | See Section 15.1 of Price control deliverable appendix
Additional company specific requirements
| Deliverable | These PCDs are for tracking delivery of expenditure funded through the PR19 WINEP Carryover model. They are for delivery of specified late delivery PR19 WINEP actions each with a specific totex unit rate.
| Output measurement and reporting | These deliverables for these PCDs (both non delivery and late delivery) require the completion of specific PR19 WINEP actions for each company. The action IDs and WINEP action names are taken from the PR19 WINEP Carryover model, which is an excerpt of actions from the company PR19 WINEP reconciliation models. Companies should report progress against the deliverables on an annual basis through their annual PCD report return . We expect companies to report deliverables based on the exact completion date (month of completion to be included) of the action.
| Conditions on scheme | We expect the company to secure confirmation from the Environment Agency that schemes have been completed in accordance with WINEP obligations. Any removal of actions from the PR19 WINEP must be reported and confirmed by the Environment Agency.
| Assurance | We are proposing that companies should provide independent assessment and assurance of delivered PR19 WINEP Carryover actions and forecast of likely outturn position at end of March 2030.
| Non-delivery PCD payment (WINEP action ID) | Unit | Payment rate
| 7AW200058 | £m | 1.3798
| 7AW200061 | £m | 0.10961
| 7AW200064 | £m | 0.27036
| 7AW200068 | £m | 0.10961
| 7AW200077 | £m | 0.27402
| 7AW200091 | £m | 1.9266
| 7AW200095 | £m | 0.10961
| 7AW200100 | £m | 0.10961
| 7AW200105 | £m | 0.1912
| 7AW200109 | £m | 0.27402
| 7AW200116 | £m | 0.27402
| 7AW200167 | £m | 0.27036
| 7AW200172 | £m | 0.27402
| 7AW200178 | £m | 0.10961
| 7AW200206 | £m | 0.10961
| 7AW200209 | £m | 0.1912
| 7AW201933 | £m | 0.10961
| 7AW202034 | £m | 0.19364
| 7AW202055 | £m | 0.10961
| 7AW202085 | £m | 1.9218
| 7AW202086 | £m | 0.27402
| Time incentives PCD rate (WINEP action ID) | Unit | Under-performance
| 7AW200058 | £m per month | 0.0045649
| 7AW200061 | £m per month | 0.00036262
| 7AW200064 | £m per month | 0.00089445
| 7AW200068 | £m per month | 0.00036262
| 7AW200077 | £m per month | 0.00090654
| 7AW200091 | £m per month | 0.006374
| 7AW200095 | £m per month | 0.00036262
| 7AW200100 | £m per month | 0.00036262
| 7AW200105 | £m per month | 0.00063256
| 7AW200109 | £m per month | 0.00090654
| 7AW200116 | £m per month | 0.00090654
| 7AW200167 | £m per month | 0.00089445
| 7AW200172 | £m per month | 0.00090654
| 7AW200178 | £m per month | 0.00036262
| 7AW200206 | £m per month | 0.00036262
| 7AW200209 | £m per month | 0.00063256
| 7AW201933 | £m per month | 0.00036262
| 7AW202034 | £m per month | 0.00064062
| 7AW202055 | £m per month | 0.00036262
| 7AW202085 | £m per month | 0.0063579
| 7AW202086 | £m per month | 0.00090654
| PCD outputs (cumulative) | Unit | 2023-24 | 2024-25 | 2025-26 | 2026-27 | 2027-28 | 2028-29 | 2029-30 | 2030-31 | 2031-32 | 2032-33 | 2033-34 | 2034-35
| 7AW200058 |  | 0 | 0 | 1 | 1 | 1 | 1 | 1 | 1 | 1 | 1 | 1 | 1
| 7AW200061 |  | 0 | 0 | 1 | 1 | 1 | 1 | 1 | 1 | 1 | 1 | 1 | 1
| 7AW200064 |  | 0 | 0 | 1 | 1 | 1 | 1 | 1 | 1 | 1 | 1 | 1 | 1
| 7AW200068 |  | 0 | 0 | 1 | 1 | 1 | 1 | 1 | 1 | 1 | 1 | 1 | 1
| 7AW200077 |  | 0 | 0 | 1 | 1 | 1 | 1 | 1 | 1 | 1 | 1 | 1 | 1
| 7AW200091 |  | 0 | 0 | 1 | 1 | 1 | 1 | 1 | 1 | 1 | 1 | 1 | 1
| 7AW200095 |  | 0 | 0 | 1 | 1 | 1 | 1 | 1 | 1 | 1 | 1 | 1 | 1
| 7AW200100 |  | 0 | 0 | 1 | 1 | 1 | 1 | 1 | 1 | 1 | 1 | 1 | 1
| 7AW200105 |  | 0 | 0 | 1 | 1 | 1 | 1 | 1 | 1 | 1 | 1 | 1 | 1
| 7AW200109 |  | 0 | 0 | 1 | 1 | 1 | 1 | 1 | 1 | 1 | 1 | 1 | 1
| 7AW200116 |  | 0 | 0 | 1 | 1 | 1 | 1 | 1 | 1 | 1 | 1 | 1 | 1
| 7AW200167 |  | 0 | 0 | 1 | 1 | 1 | 1 | 1 | 1 | 1 | 1 | 1 | 1
| 7AW200172 |  | 0 | 0 | 1 | 1 | 1 | 1 | 1 | 1 | 1 | 1 | 1 | 1
| 7AW200178 |  | 0 | 0 | 1 | 1 | 1 | 1 | 1 | 1 | 1 | 1 | 1 | 1
| 7AW200206 |  | 0 | 0 | 1 | 1 | 1 | 1 | 1 | 1 | 1 | 1 | 1 | 1
| 7AW200209 |  | 0 | 0 | 1 | 1 | 1 | 1 | 1 | 1 | 1 | 1 | 1 | 1
| 7AW201933 |  | 0 | 0 | 1 | 1 | 1 | 1 | 1 | 1 | 1 | 1 | 1 | 1
| 7AW202034 |  | 0 | 0 | 1 | 1 | 1 | 1 | 1 | 1 | 1 | 1 | 1 | 1
| 7AW202055 |  | 0 | 0 | 1 | 1 | 1 | 1 | 1 | 1 | 1 | 1 | 1 | 1
| 7AW202085 |  | 0 | 0 | 1 | 1 | 1 | 1 | 1 | 1 | 1 | 1 | 1 | 1
| 7AW202086 |  | 0 | 0 | 1 | 1 | 1 | 1 | 1 | 1 | 1 | 1 | 1 | 1

## WINEP Carryover_NES
NES - PR19 WINEP Carryover
| Company | NES
| Enhancement area | PR19 WINEP Carryover
| PCD No. | PCDWW35
| Common requirements | See Section 15.1 of Price control deliverable appendix
Additional company specific requirements
| Deliverable | These PCDs are for tracking delivery of expenditure funded through the PR19 WINEP Carryover model. They are for delivery of specified late delivery PR19 WINEP actions each with a specific totex unit rate.
| Output measurement and reporting | These deliverables for these PCDs (both non delivery and late delivery) require the completion of specific PR19 WINEP actions for each company. The action IDs and WINEP action names are taken from the PR19 WINEP Carryover model, which is an excerpt of actions from the company PR19 WINEP reconciliation models. Companies should report progress against the deliverables on an annual basis through their annual PCD report return . We expect companies to report deliverables based on the exact completion date (month of completion to be included) of the action.
| Conditions on scheme | We expect the company to secure confirmation from the Environment Agency that schemes have been completed in accordance with WINEP obligations. Any removal of actions from the PR19 WINEP must be reported and confirmed by the Environment Agency.
| Assurance | We are proposing that companies should provide independent assessment and assurance of delivered PR19 WINEP Carryover actions and forecast of likely outturn position at end of March 2030.
| Non-delivery PCD payment (WINEP action ID) | Unit | Payment rate
| 7NW10005 | £m | 1.3043
| 7NW200568 | £m | 5.1941
| 7NW200583 | £m | 3.3174
| Time incentives PCD rate (WINEP action ID) | Unit | Under-performance
| 7NW10005 | £m per month | 0.0043151
| 7NW200568 | £m per month | 0.017184
| 7NW200583 | £m per month | 0.010975
| PCD outputs (cumulative) | Unit | 2023-24 | 2024-25 | 2025-26 | 2026-27 | 2027-28 | 2028-29 | 2029-30 | 2030-31 | 2031-32 | 2032-33 | 2033-34 | 2034-35
| 7NW10005 |  | 0 | 0 | 1 | 1 | 1 | 1 | 1 | 1 | 1 | 1 | 1 | 1
| 7NW200568 |  | 0 | 0 | 1 | 1 | 1 | 1 | 1 | 1 | 1 | 1 | 1 | 1
| 7NW200583 |  | 0 | 0 | 1 | 1 | 1 | 1 | 1 | 1 | 1 | 1 | 1 | 1

## WINEP Carryover_SRN
SRN - PR19 WINEP Carryover
| Company | SRN
| Enhancement area | PR19 WINEP Carryover
| PCD No. | PCDWW35
| Common requirements | See Section 15.1 of Price control deliverable appendix
Additional company specific requirements
| Deliverable | These PCDs are for tracking delivery of expenditure funded through the PR19 WINEP Carryover model. They are for delivery of specified late delivery PR19 WINEP actions each with a specific totex unit rate.
| Output measurement and reporting | These deliverables for these PCDs (both non delivery and late delivery) require the completion of specific PR19 WINEP actions for each company. The action IDs and WINEP action names are taken from the PR19 WINEP Carryover model, which is an excerpt of actions from the company PR19 WINEP reconciliation models. Companies should report progress against the deliverables on an annual basis through their annual PCD report return . We expect companies to report deliverables based on the exact completion date (month of completion to be included) of the action.
| Conditions on scheme | We expect the company to secure confirmation from the Environment Agency that schemes have been completed in accordance with WINEP obligations. Any removal of actions from the PR19 WINEP must be reported and confirmed by the Environment Agency.
| Assurance | We are proposing that companies should provide independent assessment and assurance of delivered PR19 WINEP Carryover actions and forecast of likely outturn position at end of March 2030.
| Non-delivery PCD payment (WINEP action ID) | Unit | Payment rate
| 7SO200397 | £m | 4.221
| 7SO300507 | £m | 4.0561
| 7SO300513 | £m | 4.0561
| 7SO300531 | £m | 4.0561
| 7SO300538 | £m | 4.0561
| 7SO300542 | £m | 4.0561
| 7SO300544 | £m | 4.0561
| 7SO300552 | £m | 4.0561
| 7SO300561 | £m | 4.0561
| 7SO300562 | £m | 4.0561
| 7SO300563 | £m | 4.0561
| 7SO400120 | £m | 16.4208
| 7SO400140 | £m | 16.4208
| 7SO400161 | £m | 16.4208
| Time incentives PCD rate (WINEP action ID) | Unit | Under-performance
| 7SO200397 | £m per month | 0.013964
| 7SO300507 | £m per month | 0.013419
| 7SO300513 | £m per month | 0.013419
| 7SO300531 | £m per month | 0.013419
| 7SO300538 | £m per month | 0.013419
| 7SO300542 | £m per month | 0.013419
| 7SO300544 | £m per month | 0.013419
| 7SO300552 | £m per month | 0.013419
| 7SO300561 | £m per month | 0.013419
| 7SO300562 | £m per month | 0.013419
| 7SO300563 | £m per month | 0.013419
| 7SO400120 | £m per month | 0.054325
| 7SO400140 | £m per month | 0.054325
| 7SO400161 | £m per month | 0.054325
| PCD outputs (cumulative) | Unit | 2023-24 | 2024-25 | 2025-26 | 2026-27 | 2027-28 | 2028-29 | 2029-30 | 2030-31 | 2031-32 | 2032-33 | 2033-34 | 2034-35
| 7SO200397 |  | 0 | 0 | 1 | 1 | 1 | 1 | 1 | 1 | 1 | 1 | 1 | 1
| 7SO300507 |  | 0 | 0 | 1 | 1 | 1 | 1 | 1 | 1 | 1 | 1 | 1 | 1
| 7SO300513 |  | 0 | 0 | 1 | 1 | 1 | 1 | 1 | 1 | 1 | 1 | 1 | 1
| 7SO300531 |  | 0 | 0 | 1 | 1 | 1 | 1 | 1 | 1 | 1 | 1 | 1 | 1
| 7SO300538 |  | 0 | 0 | 1 | 1 | 1 | 1 | 1 | 1 | 1 | 1 | 1 | 1
| 7SO300542 |  | 0 | 0 | 1 | 1 | 1 | 1 | 1 | 1 | 1 | 1 | 1 | 1
| 7SO300544 |  | 0 | 0 | 1 | 1 | 1 | 1 | 1 | 1 | 1 | 1 | 1 | 1
| 7SO300552 |  | 0 | 0 | 1 | 1 | 1 | 1 | 1 | 1 | 1 | 1 | 1 | 1
| 7SO300561 |  | 0 | 0 | 1 | 1 | 1 | 1 | 1 | 1 | 1 | 1 | 1 | 1
| 7SO300562 |  | 0 | 0 | 1 | 1 | 1 | 1 | 1 | 1 | 1 | 1 | 1 | 1
| 7SO300563 |  | 0 | 0 | 1 | 1 | 1 | 1 | 1 | 1 | 1 | 1 | 1 | 1
| 7SO400120 |  | 0 | 0 | 1 | 1 | 1 | 1 | 1 | 1 | 1 | 1 | 1 | 1
| 7SO400140 |  | 0 | 0 | 1 | 1 | 1 | 1 | 1 | 1 | 1 | 1 | 1 | 1
| 7SO400161 |  | 0 | 0 | 1 | 1 | 1 | 1 | 1 | 1 | 1 | 1 | 1 | 1

## WINEP Carryover_TMS
TMS - PR19 WINEP Carryover
| Company | TMS
| Enhancement area | PR19 WINEP Carryover
| PCD No. | PCDWW35
| Common requirements | See Section 15.1 of Price control deliverable appendix
Additional company specific requirements
| Deliverable | These PCDs are for tracking delivery of expenditure funded through the PR19 WINEP Carryover model. They are for delivery of specified late delivery PR19 WINEP actions each with a specific totex unit rate. For Thames Water these PCDs are also tracking delivery of three additional, expanded scope schemes.
| Output measurement and reporting | These deliverables for these PCDs (both non delivery and late delivery) require the completion of specific PR19 WINEP actions for each company. The action IDs and WINEP action names are taken from the PR19 WINEP Carryover model, which is an excerpt of actions from the company PR19 WINEP reconciliation models. Companies should report progress against the deliverables on an annual basis through their annual PCD report return . We expect companies to report deliverables based on the exact completion date (month of completion to be included) of the action. For the three additional scope actions, we expect the company to report progress of each separate scheme where additional capacity and expanded scope have been provided with allowances.
| Conditions on scheme | For the WINEP action with an ID of 7TW100021 all five components of the AoN group have been combined in the same row ("7TW100021AoN1-5") and need to be delivered to avoid the PCD clawback. We expect the company to secure confirmation from the Environment Agency that schemes have been completed in accordance with WINEP obligations. Any removal of actions from the PR19 WINEP must be reported and confirmed by the Environment Agency.
| Assurance | We are proposing that companies should provide independent assessment and assurance of delivered PR19 WINEP Carryover actions and forecast of likely outturn position at end of March 2030. This includes the additional scope actions for the company at Oxford STW, Maple Lodge STW and other growth schemes.
| Non-delivery PCD payment (WINEP action ID) | Unit | Payment rate
| 7TW200737 | £m | 5.8917
| 7TW200656 | £m | 1.7921
| 7TW200110 | £m | 2.0161
| 7TW200743 | £m | 2.2382
| 7TW100007 | £m | 7.6349
| 7TW100008 | £m | 7.6349
| 7TW200115 | £m | 5.8657
| 7TW200122 | £m | 5.8214
| 7TW200747 | £m | 2.3073
| 7TW200659 | £m | 8.2958
| 7TW200109 | £m | 2.8401
| 7TW200096 | £m | 7.3308
| 7TW200915 | £m | 3.8898
| 7TW200749 | £m | 7.034
| 7TW200676 | £m | 5.5126
| 7TW200682 | £m | 0.75691
| 7TW200683 | £m | 1.5097
| 7TW200100 | £m | 8.9792
| 7TW200914 | £m | 3.4236
| 7TW200760 | £m | 8.5328
| 7TW200761 | £m | 11.2417
| 7TW200687 | £m | 6.3658
| 7TW200691 | £m | 7.633
| 7TW200104 | £m | 6.789
| 7TW200764 | £m | 14.0742
| 7TW200693 | £m | 8.8784
| 7TW200105 | £m | 2.8567
| 7TW100044 | £m | 24.4079
| 7TW300093 | £m | 9.1181
| 7TW200154 | £m | 6.2524
| 7TW100021AoN group | £m | 6.7992
| 7TW200700 | £m | 1.5138
| 7TW200103 | £m | 12.7702
| 7TW200123 | £m | 36.442
| 7TW200705 | £m | 0.98264
| 7TW200155 | £m | 3.9899
| 7TW200097 | £m | 6.8603
| 7TW200712 | £m | 12.2077
| 7TW100064 | £m | 24.4079
| 7TW100065 | £m | 6.7992
| 7TW200714 | £m | 1.5617
| 7TW200716 | £m | 2.8401
| 7TW200720 | £m | 1.1354
| 7TW200111 | £m | 2.0147
| 7TW200101 | £m | 8.5103
| 7TW200114 | £m | 10.5944
| 7TW200723 | £m | 2.6823
| 7TW200724 | £m | 1.8934
| 7TW200102 | £m | 8.6379
| 7TW200098 | £m | 5.5064
| 7TW300092 | £m | 7.6349
| 7TW100009 | £m | 7.6349
| 7TW100081 | £m | 7.6349
| 7TW200726 | £m | 2.0745
| 7TW200729 | £m | 1.6923
| 7TW200106 | £m | 2.1353
| 7TW200731 | £m | 1.3441
| 7TW200733 | £m | 13.7715
| 7TW200734 | £m | 5.7073
| 7TW200156 | £m | 9.6392
| 7TW200698 | £m | 3.3987
| 7TW200732 | £m | 1.646
| Non-delivery PCD payment (additional scope actions) | Unit | Under-performance
| Oxford STW | £m | 165.7504
| Maple Lodge STW | £m | 253.8923
| Other growth schemes | £m | 167.5883
| Time incentives PCD rate (WINEP action ID) | Unit | Under-performance
| 7TW200737 | £m per month | 0.019492
| 7TW200656 | £m per month | 0.0059288
| 7TW200110 | £m per month | 0.0066699
| 7TW200743 | £m per month | 0.0074049
| 7TW100007 | £m per month | 0.025259
| 7TW100008 | £m per month | 0.025259
| 7TW200115 | £m per month | 0.019406
| 7TW200122 | £m per month | 0.019259
| 7TW200747 | £m per month | 0.0076335
| 7TW200659 | £m per month | 0.027445
| 7TW200109 | £m per month | 0.0093961
| 7TW200096 | £m per month | 0.024253
| 7TW200915 | £m per month | 0.012869
| 7TW200749 | £m per month | 0.023271
| 7TW200676 | £m per month | 0.018237
| 7TW200682 | £m per month | 0.0025041
| 7TW200683 | £m per month | 0.0049945
| 7TW200100 | £m per month | 0.029706
| 7TW200914 | £m per month | 0.011326
| 7TW200760 | £m per month | 0.028229
| 7TW200761 | £m per month | 0.037191
| 7TW200687 | £m per month | 0.02106
| 7TW200691 | £m per month | 0.025253
| 7TW200104 | £m per month | 0.02246
| 7TW200764 | £m per month | 0.046562
| 7TW200693 | £m per month | 0.029373
| 7TW200105 | £m per month | 0.009451
| 7TW100044 | £m per month | 0.08075
| 7TW300093 | £m per month | 0.030166
| 7TW200154 | £m per month | 0.020685
| 7TW100021AoN group | £m per month | 0.022494
| 7TW200700 | £m per month | 0.0050082
| 7TW200103 | £m per month | 0.042248
| 7TW200123 | £m per month | 0.12056
| 7TW200705 | £m per month | 0.0032509
| 7TW200155 | £m per month | 0.0132
| 7TW200097 | £m per month | 0.022696
| 7TW200712 | £m per month | 0.040387
| 7TW100064 | £m per month | 0.08075
| 7TW100065 | £m per month | 0.022494
| 7TW200714 | £m per month | 0.0051667
| 7TW200716 | £m per month | 0.0093961
| 7TW200720 | £m per month | 0.0037562
| 7TW200111 | £m per month | 0.0066653
| 7TW200101 | £m per month | 0.028155
| 7TW200114 | £m per month | 0.03505
| 7TW200723 | £m per month | 0.0088741
| 7TW200724 | £m per month | 0.0062641
| 7TW200102 | £m per month | 0.028577
| 7TW200098 | £m per month | 0.018217
| 7TW300092 | £m per month | 0.025259
| 7TW100009 | £m per month | 0.025259
| 7TW100081 | £m per month | 0.025259
| 7TW200726 | £m per month | 0.006863
| 7TW200729 | £m per month | 0.0055988
| 7TW200106 | £m per month | 0.0070642
| 7TW200731 | £m per month | 0.0044466
| 7TW200733 | £m per month | 0.045561
| 7TW200734 | £m per month | 0.018882
| 7TW200156 | £m per month | 0.03189
| 7TW200698 | £m per month | 0.011244
| 7TW200732 | £m per month | 0.0054456
| PCD outputs (cumulative) | Unit | 2023-24 | 2024-25 | 2025-26 | 2026-27 | 2027-28 | 2028-29 | 2029-30 | 2030-31 | 2031-32 | 2032-33 | 2033-34 | 2034-35
| 7TW200737 |  | 0 | 0 | 1 | 1 | 1 | 1 | 1 | 1 | 1 | 1 | 1 | 1
| 7TW200656 |  | 0 | 0 | 1 | 1 | 1 | 1 | 1 | 1 | 1 | 1 | 1 | 1
| 7TW200110 |  | 0 | 0 | 1 | 1 | 1 | 1 | 1 | 1 | 1 | 1 | 1 | 1
| 7TW200743 |  | 0 | 0 | 1 | 1 | 1 | 1 | 1 | 1 | 1 | 1 | 1 | 1
| 7TW100007 |  | 0 | 0 | 1 | 1 | 1 | 1 | 1 | 1 | 1 | 1 | 1 | 1
| 7TW100008 |  | 0 | 0 | 1 | 1 | 1 | 1 | 1 | 1 | 1 | 1 | 1 | 1
| 7TW200115 |  | 0 | 0 | 1 | 1 | 1 | 1 | 1 | 1 | 1 | 1 | 1 | 1
| 7TW200122 |  | 0 | 0 | 1 | 1 | 1 | 1 | 1 | 1 | 1 | 1 | 1 | 1
| 7TW200747 |  | 0 | 0 | 1 | 1 | 1 | 1 | 1 | 1 | 1 | 1 | 1 | 1
| 7TW200659 |  | 0 | 0 | 1 | 1 | 1 | 1 | 1 | 1 | 1 | 1 | 1 | 1
| 7TW200109 |  | 0 | 0 | 1 | 1 | 1 | 1 | 1 | 1 | 1 | 1 | 1 | 1
| 7TW200096 |  | 0 | 0 | 1 | 1 | 1 | 1 | 1 | 1 | 1 | 1 | 1 | 1
| 7TW200915 |  | 0 | 0 | 0 | 1 | 1 | 1 | 1 | 1 | 1 | 1 | 1 | 1
| 7TW200749 |  | 0 | 0 | 1 | 1 | 1 | 1 | 1 | 1 | 1 | 1 | 1 | 1
| 7TW200676 |  | 0 | 0 | 1 | 1 | 1 | 1 | 1 | 1 | 1 | 1 | 1 | 1
| 7TW200682 |  | 0 | 0 | 1 | 1 | 1 | 1 | 1 | 1 | 1 | 1 | 1 | 1
| 7TW200683 |  | 0 | 0 | 1 | 1 | 1 | 1 | 1 | 1 | 1 | 1 | 1 | 1
| 7TW200100 |  | 0 | 0 | 1 | 1 | 1 | 1 | 1 | 1 | 1 | 1 | 1 | 1
| 7TW200914 |  | 0 | 0 | 0 | 1 | 1 | 1 | 1 | 1 | 1 | 1 | 1 | 1
| 7TW200760 |  | 0 | 0 | 1 | 1 | 1 | 1 | 1 | 1 | 1 | 1 | 1 | 1
| 7TW200761 |  | 0 | 0 | 1 | 1 | 1 | 1 | 1 | 1 | 1 | 1 | 1 | 1
| 7TW200687 |  | 0 | 0 | 1 | 1 | 1 | 1 | 1 | 1 | 1 | 1 | 1 | 1
| 7TW200691 |  | 0 | 0 | 1 | 1 | 1 | 1 | 1 | 1 | 1 | 1 | 1 | 1
| 7TW200104 |  | 0 | 0 | 1 | 1 | 1 | 1 | 1 | 1 | 1 | 1 | 1 | 1
| 7TW200764 |  | 0 | 0 | 1 | 1 | 1 | 1 | 1 | 1 | 1 | 1 | 1 | 1
| 7TW200693 |  | 0 | 0 | 1 | 1 | 1 | 1 | 1 | 1 | 1 | 1 | 1 | 1
| 7TW200105 |  | 0 | 0 | 1 | 1 | 1 | 1 | 1 | 1 | 1 | 1 | 1 | 1
| 7TW100044 |  | 0 | 0 | 1 | 1 | 1 | 1 | 1 | 1 | 1 | 1 | 1 | 1
| 7TW300093 |  | 0 | 0 | 1 | 1 | 1 | 1 | 1 | 1 | 1 | 1 | 1 | 1
| 7TW200154 |  | 0 | 0 | 1 | 1 | 1 | 1 | 1 | 1 | 1 | 1 | 1 | 1
| 7TW100021AoN group |  | 0 | 0 | 1 | 1 | 1 | 1 | 1 | 1 | 1 | 1 | 1 | 1
| 7TW200700 |  | 0 | 0 | 1 | 1 | 1 | 1 | 1 | 1 | 1 | 1 | 1 | 1
| 7TW200103 |  | 0 | 0 | 1 | 1 | 1 | 1 | 1 | 1 | 1 | 1 | 1 | 1
| 7TW200123 |  | 0 | 0 | 1 | 1 | 1 | 1 | 1 | 1 | 1 | 1 | 1 | 1
| 7TW200705 |  | 0 | 0 | 1 | 1 | 1 | 1 | 1 | 1 | 1 | 1 | 1 | 1
| 7TW200155 |  | 0 | 0 | 1 | 1 | 1 | 1 | 1 | 1 | 1 | 1 | 1 | 1
| 7TW200097 |  | 0 | 0 | 1 | 1 | 1 | 1 | 1 | 1 | 1 | 1 | 1 | 1
| 7TW200712 |  | 0 | 0 | 1 | 1 | 1 | 1 | 1 | 1 | 1 | 1 | 1 | 1
| 7TW100064 |  | 0 | 0 | 1 | 1 | 1 | 1 | 1 | 1 | 1 | 1 | 1 | 1
| 7TW100065 |  | 0 | 0 | 1 | 1 | 1 | 1 | 1 | 1 | 1 | 1 | 1 | 1
| 7TW200714 |  | 0 | 0 | 1 | 1 | 1 | 1 | 1 | 1 | 1 | 1 | 1 | 1
| 7TW200716 |  | 0 | 0 | 1 | 1 | 1 | 1 | 1 | 1 | 1 | 1 | 1 | 1
| 7TW200720 |  | 0 | 0 | 1 | 1 | 1 | 1 | 1 | 1 | 1 | 1 | 1 | 1
| 7TW200111 |  | 0 | 0 | 1 | 1 | 1 | 1 | 1 | 1 | 1 | 1 | 1 | 1
| 7TW200101 |  | 0 | 0 | 1 | 1 | 1 | 1 | 1 | 1 | 1 | 1 | 1 | 1
| 7TW200114 |  | 0 | 0 | 1 | 1 | 1 | 1 | 1 | 1 | 1 | 1 | 1 | 1
| 7TW200723 |  | 0 | 0 | 1 | 1 | 1 | 1 | 1 | 1 | 1 | 1 | 1 | 1
| 7TW200724 |  | 0 | 0 | 1 | 1 | 1 | 1 | 1 | 1 | 1 | 1 | 1 | 1
| 7TW200102 |  | 0 | 0 | 1 | 1 | 1 | 1 | 1 | 1 | 1 | 1 | 1 | 1
| 7TW200098 |  | 0 | 0 | 1 | 1 | 1 | 1 | 1 | 1 | 1 | 1 | 1 | 1
| 7TW300092 |  | 0 | 0 | 1 | 1 | 1 | 1 | 1 | 1 | 1 | 1 | 1 | 1
| 7TW100009 |  | 0 | 0 | 1 | 1 | 1 | 1 | 1 | 1 | 1 | 1 | 1 | 1
| 7TW100081 |  | 0 | 0 | 1 | 1 | 1 | 1 | 1 | 1 | 1 | 1 | 1 | 1
| 7TW200726 |  | 0 | 0 | 1 | 1 | 1 | 1 | 1 | 1 | 1 | 1 | 1 | 1
| 7TW200729 |  | 0 | 0 | 1 | 1 | 1 | 1 | 1 | 1 | 1 | 1 | 1 | 1
| 7TW200106 |  | 0 | 0 | 1 | 1 | 1 | 1 | 1 | 1 | 1 | 1 | 1 | 1
| 7TW200731 |  | 0 | 0 | 1 | 1 | 1 | 1 | 1 | 1 | 1 | 1 | 1 | 1
| 7TW200733 |  | 0 | 0 | 1 | 1 | 1 | 1 | 1 | 1 | 1 | 1 | 1 | 1
| 7TW200734 |  | 0 | 0 | 1 | 1 | 1 | 1 | 1 | 1 | 1 | 1 | 1 | 1
| 7TW200156 |  | 0 | 0 | 1 | 1 | 1 | 1 | 1 | 1 | 1 | 1 | 1 | 1
| 7TW200698 |  | 0 | 0 | 1 | 1 | 1 | 1 | 1 | 1 | 1 | 1 | 1 | 1
| 7TW200732 |  | 0 | 0 | 1 | 1 | 1 | 1 | 1 | 1 | 1 | 1 | 1 | 1

## WINEP Carryover_NWT
NWT - PR19 WINEP Carryover
| Company | NWT
| Enhancement area | PR19 WINEP Carryover
| PCD No. | PCDWW35
| Common requirements | See Section 15.1 of Price control deliverable appendix
Additional company specific requirements
| Deliverable | These PCDs are for tracking delivery of expenditure funded through the PR19 WINEP Carryover model. They are for delivery of specified late delivery PR19 WINEP actions each with a specific totex unit rate.
| Output measurement and reporting | These deliverables for these PCDs (both non delivery and late delivery) require the completion of specific PR19 WINEP actions for each company. The action IDs and WINEP action names are taken from the PR19 WINEP Carryover model, which is an excerpt of actions from the company PR19 WINEP reconciliation models. Companies should report progress against the deliverables on an annual basis through their annual PCD report return . We expect companies to report deliverables based on the exact completion date (month of completion to be included) of the action.
| Conditions on scheme | We expect the company to secure confirmation from the Environment Agency that schemes have been completed in accordance with WINEP obligations. Any removal of actions from the PR19 WINEP must be reported and confirmed by the Environment Agency.
| Assurance | We are proposing that companies should provide independent assessment and assurance of delivered PR19 WINEP Carryover actions and forecast of likely outturn position at end of March 2030.
| Non-delivery PCD payment (WINEP action ID) | Unit | Payment rate
| 7UU200519 | £m | 4.0599
| 7UU200517 | £m | 1.575
| 7UU200516 | £m | 2.0417
| 7UU200513 | £m | 2.6883
| 7UU200512 | £m | 3.2392
| 7UU200520 | £m | 7.0603
| 7UU200521 | £m | 5.7587
| 7UU200518 | £m | 1.6839
| 7UU200515 | £m | 4.4958
| Time incentives PCD rate (WINEP action ID) | Unit | Under-performance
| 7UU200519 | £m per month | 0.013432
| 7UU200517 | £m per month | 0.0052105
| 7UU200516 | £m per month | 0.0067548
| 7UU200513 | £m per month | 0.0088937
| 7UU200512 | £m per month | 0.010716
| 7UU200520 | £m per month | 0.023358
| 7UU200521 | £m per month | 0.019052
| 7UU200518 | £m per month | 0.0055708
| 7UU200515 | £m per month | 0.014874
| PCD outputs (cumulative) | Unit | 2023-24 | 2024-25 | 2025-26 | 2026-27 | 2027-28 | 2028-29 | 2029-30 | 2030-31 | 2031-32 | 2032-33 | 2033-34 | 2034-35
| 7UU200519 |  | 0 | 0 | 0 | 1 | 1 | 1 | 1 | 1 | 1 | 1 | 1 | 1
| 7UU200517 |  | 0 | 0 | 0 | 1 | 1 | 1 | 1 | 1 | 1 | 1 | 1 | 1
| 7UU200516 |  | 0 | 0 | 0 | 1 | 1 | 1 | 1 | 1 | 1 | 1 | 1 | 1
| 7UU200513 |  | 0 | 0 | 0 | 1 | 1 | 1 | 1 | 1 | 1 | 1 | 1 | 1
| 7UU200512 |  | 0 | 0 | 0 | 1 | 1 | 1 | 1 | 1 | 1 | 1 | 1 | 1
| 7UU200520 |  | 0 | 0 | 0 | 1 | 1 | 1 | 1 | 1 | 1 | 1 | 1 | 1
| 7UU200521 |  | 0 | 0 | 0 | 1 | 1 | 1 | 1 | 1 | 1 | 1 | 1 | 1
| 7UU200518 |  | 0 | 0 | 0 | 1 | 1 | 1 | 1 | 1 | 1 | 1 | 1 | 1
| 7UU200515 |  | 0 | 0 | 0 | 1 | 1 | 1 | 1 | 1 | 1 | 1 | 1 | 1

## WINEP Carryover_WSX
WSX - PR19 WINEP Carryover
| Company | WSX
| Enhancement area | PR19 WINEP Carryover
| PCD No. | PCDWW35
| Common requirements | See Section 15.1 of Price control deliverable appendix
Additional company specific requirements
| Deliverable | These PCDs are for tracking delivery of expenditure funded through the PR19 WINEP Carryover model. They are for delivery of specified late delivery PR19 WINEP actions each with a specific totex unit rate.
| Output measurement and reporting | These deliverables for these PCDs (both non delivery and late delivery) require the completion of specific PR19 WINEP actions for each company. The action IDs and WINEP action names are taken from the PR19 WINEP Carryover model, which is an excerpt of actions from the company PR19 WINEP reconciliation models. Companies should report progress against the deliverables on an annual basis through their annual PCD report return . We expect companies to report deliverables based on the exact completion date (month of completion to be included) of the action.
| Conditions on scheme | We expect the company to secure confirmation from the Environment Agency that schemes have been completed in accordance with WINEP obligations. Any removal of actions from the PR19 WINEP must be reported and confirmed by the Environment Agency.
| Assurance | We are proposing that companies should provide independent assessment and assurance of delivered PR19 WINEP Carryover actions and forecast of likely outturn position at end of March 2030.
| Non-delivery PCD payment (WINEP action ID) | Unit | Payment rate
| 7WW200093 | £m | 0.78489
| Time incentives PCD rate (WINEP action ID) | Unit | Under-performance
| 7WW200093 | £m per month | 0.0025967
| PCD outputs (cumulative) | Unit | 2023-24 | 2024-25 | 2025-26 | 2026-27 | 2027-28 | 2028-29 | 2029-30 | 2030-31 | 2031-32 | 2032-33 | 2033-34 | 2034-35
| 7WW200093 |  | 0 | 0 | 1 | 1 | 1 | 1 | 1 | 1 | 1 | 1 | 1 | 1

## WINEP Carryover_YKY
YKY - PR19 WINEP Carryover
| Company | YKY
| Enhancement area | PR19 WINEP Carryover
| PCD No. | PCDWW35
| Common requirements | See Section 15.1 of Price control deliverable appendix
Additional company specific requirements
| Deliverable | These PCDs are for tracking delivery of expenditure funded through the PR19 WINEP Carryover model. They are for delivery of specified late delivery PR19 WINEP actions each with a specific totex unit rate.
| Output measurement and reporting | These deliverables for these PCDs (both non delivery and late delivery) require the completion of specific PR19 WINEP actions for each company. The action IDs and WINEP action names are taken from the PR19 WINEP Carryover model, which is an excerpt of actions from the company PR19 WINEP reconciliation models. Companies should report progress against the deliverables on an annual basis through their annual PCD report return . We expect companies to report deliverables based on the exact completion date (month of completion to be included) of the action.
| Conditions on scheme | We expect the company to secure confirmation from the Environment Agency that schemes have been completed in accordance with WINEP obligations. Any removal of actions from the PR19 WINEP must be reported and confirmed by the Environment Agency.
| Assurance | We are proposing that companies should provide independent assessment and assurance of delivered PR19 WINEP Carryover actions and forecast of likely outturn position at end of March 2030.
| Non-delivery PCD payment (WINEP action ID) | Unit | Payment rate
| 7YW100129 | £m | 9.6907
| 7YW200641 | £m | 3.5927
| 7YW300068 | £m | 17.9633
| 7YW300070 | £m | 5.389
| Time incentives PCD rate (WINEP action ID) | Unit | Under-performance
| 7YW100129 | £m per month | 0.03206
| 7YW200641 | £m per month | 0.011886
| 7YW300068 | £m per month | 0.059429
| 7YW300070 | £m per month | 0.017829
| PCD outputs (cumulative) | Unit | 2023-24 | 2024-25 | 2025-26 | 2026-27 | 2027-28 | 2028-29 | 2029-30 | 2030-31 | 2031-32 | 2032-33 | 2033-34 | 2034-35
| 7YW100129 |  | 0 | 0 | 1 | 1 | 1 | 1 | 1 | 1 | 1 | 1 | 1 | 1
| 7YW200641 |  | 0 | 0 | 1 | 1 | 1 | 1 | 1 | 1 | 1 | 1 | 1 | 1
| 7YW300068 |  | 0 | 0 | 1 | 1 | 1 | 1 | 1 | 1 | 1 | 1 | 1 | 1
| 7YW300070 |  | 0 | 0 | 1 | 1 | 1 | 1 | 1 | 1 | 1 | 1 | 1 | 1

## GER Carryover_NWT
United Utilities - Green Economic Recovery Carryover
| Company | United Utilities
| Enhancement area | Green Economic Recovery Carryover
| PCD No. | PCDWW36
| Common requirements | See Section 15.2 of Price control deliverable appendix
Additional company specific requirements
| Description | None
| Output measurement and reporting | None
| Assurance | None
| Conditions on scheme | None
| Non-delivery PCD payment | Unit | Payment rate
| Storage in the network close to Nuttall Road combined sewer overflow | £ / m3 | 2185.66
| Storm tank capacity at Bury wastewater treatment works | £ / m3 | 2185.66
| Time incentives PCD rate | Unit | Under-performance
| Storage in the network close to Nuttall Road combined sewer overflow | £ / m3 / month | 7.231
| Storm tank capacity at Bury wastewater treatment works | £ / m3 / month | 7.231
| PCD outputs (cumulative) | Unit | 2023-24 | 2024-25 | 2025-26 | 2026-27 | 2027-28 | 2028-29 | 2029-30 | 2030-31 | 2031-32 | 2032-33 | 2033-34 | 2034-35
| Storage in the network close to Nuttall Road combined sewer overflow | m3 | 0 | 0 | 5800 | 5800 | 5800 | 5800 | 5800 | 5800 | 5800 | 5800 | 5800 | 5800
| Storm tank capacity at Bury wastewater treatment works | m3 | 0 | 0 | 18000 | 18000 | 18000 | 18000 | 18000 | 18000 | 18000 | 18000 | 18000 | 18000

## WINEP_Inputs_ANH
WINEP3 Update March 2019 | [6 empty] | National Full data set
FBG Detail
VERSION 1 | [33 empty] | SSSI/N2K/Ramsar |  |  |  |  | Eels |  | NERC Driver | [7 empty] | INNS |  | MCZ | Water Quality Detail | [22 empty] | Water Resource Detail | [9 empty] | Environmental Outcome | [9 empty] | WINEP model inputs
WINEPID | Change Log Winep 2 to 3 | NEW Column. Has an alteration to this measure been made? If Y then please refer to alterations log. | Application in determination by NPS? | Has a permit been issued? | Function | RBD | Area | Water Company | Unique ID * (completed on company collation) | Scheme Name/Name of Investigation/Site Name/Licence name | Name of Waterbody | Waterbody ID | Water Body Type(s) | WFD Operational Catchment | Blank Column | Blank Column | Blank Column | Driver Code (Primary) | Further Driver Code Information (related to the primary driver if applicable) | Driver Code (Secondary) | Further Driver Code Information (related to the secondary driver if applicable) | Driver Code (Tertiary) | Further Driver Code Information (related to the tertiary driver if applicable) | Measure Type | Completion Date (DD/MM/YY) | Level of Certainty? (P= Purple, R=Red, A=Amber, G=Green | Abstraction Licence/ Permit, Obstruction ID or No Obstruction ID | Eastings | Northings | Investigation Type | Investigation Scope | Implementation Scope | Groundwater Measures Information | Name of SSSI (if applicable) | Name of N2K/Ramsar site (if applicable) | SSSI/N2K/Ramsar Unit ID | SSSI/N2K/Ramsar Area of Unit (Hectares) | Justification for Action/Investigation | Eel Priority Status | Eel Improvement Type | Primary Type of Priority Habitat Created or Restored/Improved | Secondary Type of Priority Habitat Created or Restored/Improved | Other Priority Habitat Created or Restored/Improved | Type of Action Taken | Units Recorded (Hectare or km) | Number of Hectares or Kms | Name of Priority Species | Name of High Risk of Extinction Species | INNS Control Measure | INNS Species (if applicable) | Name of MCZ | Name of Bathing Water (where applicable) | Name of Shellfish Water (where applicable) | Chemical of Interest (for chemicals measures only) | Groundwater Chemicals | Drinking Water Inspectorate - Undertaking or Notice Y/N | DrWPA Substances at Risk (if applicable) | Safeguard Zone Name (if applicable) | Safeguard Zone ID (if applicable) | Population Equivalent for STWs | Current Permit Limit (mg/l) | Proposed Permit Limit (mg/l) | Proposed Iron or Aluminium Limits (for Phosphorus measures only) | Current DWF (m3/d) | Proposed DWF (m3/d) (if applicable) | Proposed Permit Limit Other | Catchment Measure Actions | Unsustainable Abstraction System Code | Linked Groundwater Body Name | Linked Groundwater Body ID | Licence Category | Water Resource Zone (WRZ) | WR HMWB Flag (X) | Scheme Relates to Following Missing Mitigation Measures (HMWB only) | Annual Licence Volume (Ml/a) | Daily Licence Volume (Ml/d) | Aggregate Licence (x) | Sustainability Change (to Annual Licence Volume) Ml/a | Sustainability Change (to Daily Licence Volume) Ml/d | Sustainability Change (to HoF Condition) Ml/d | *NEW* Water returned to the environment (Reduction in actual abstraction) ML/d | New Annual Licence Volume (Ml/a) | New Daily Licence Volume (Ml/d) | New HoF Condition (Ml/d) | Quantitative Km River Length Improved or Protected | Quantitative Area (km2) Improved or Protected | Volume (Ml/yr) Drinking Water Protected | Hectares of Designated Site (HD/RAMSAR/ SSSI) Restored or Improved | *NEW* INNS ,No Det outcome - Km2 of land with reduced risk of INNS | Delivers Additional FCERM Benefits (Y/N) | Delivers on Salmon 5-Point Action Plan | Additional Comments | CPS Reference | Flow Categorisation 1= PR19 Synergy 2= WFD failure 3= Neither | Allowed totex unit rate | Quantity proposed in PR19 FD | Quantity Delivered | 1 = In PR19, funded 0 = In PR19, not funded | Price Control | Unit | Unit Conversion to £m | Company | Completion date (EA or Water Company) | Allowed totex unit rate in 2017/18 prices before adjustment - £ | Adjustment - £ | Allowed totex unit rate in 2017/18 prices after adjustment - £ | PR19 WACC | Allowed totex unit rate in 2017/18 prices after adjustment & PR19 WACC - £ | CPIH adjustment (2017/18) | Allowed totex unit rate in 2022/23 prices after adjustment & PR19 WACC - £m | PR24 WACC | Allowed totex unit rate in 2022/23 prices after adjustment - £m per month | AoN | Unique ID after AoN scenario
EAN00475 |  |  |  |  | WQ | Anglian | East Anglia | Anglian Water Services Ltd | 7AW200058 | Beachampton STW | Beachampton Brook | GB105033037850 | River | Great Ouse Upper |  |  |  | WFD_IMPg | Phosphorus |  |  |  |  | Continuous Discharge | 2024-12-22 | Amber | AWCNF10293 | 477360 | 236670 | [30 empty] | 114 |  | 2.5 | Iron 4000 ug/l (95%ile) 8000 ug/l (UT) | 30 | [20 empty] | 1 | [6 empty] | Measure to improve from Poor to Good phosphate status Environmental Outcome measured: Beachampton Brook from point of mixing to confluence with River Great Ouse |  |  | 1.133 | 1 | 0 | 1 | WWN | £m | 1 | ANH | 2027-03-31 | 1133000 |  | 1133000 | 1.0315 | 1168717.2358 | 1.1806 | 1.3798 | 0.0397 | 0.0045649 |  | 7AW200058
EAN00478 |  |  |  |  | WQ | Anglian | East Anglia | Anglian Water Services Ltd | 7AW200061 | Blakesley STW | Blakesley Brook | GB105033038280 | River | Great Ouse Upper |  |  |  | WFD_IMPg | Phosphorus |  |  |  |  | Continuous Discharge | 2024-12-22 | Amber | AW1NF1056 | 462890 | 249780 | [30 empty] | 1219 |  | 1 | Iron 4000 ug/l (95%ile) 8000 ug/l (UT) | 200 | [20 empty] | 4.5 | [6 empty] | Measure to improve from Moderate to Good phosphate status Environmental Outcome measured: Blakesley Brook, from point of mixing to confluence with River Tove |  |  | 0.09 | 1 | 0 | 1 | WWN | £m | 1 | ANH | 2027-03-31 | 90000 |  | 90000 | 1.0315 | 92837.2032 | 1.1806 | 0.10961 | 0.0397 | 0.00036262 |  | 7AW200061
EAN00481 |  |  |  |  | WQ | Anglian | East Anglia | Anglian Water Services Ltd | 7AW200064 | Bradenham STW | Wissey - Upper | GB105033047890 | River | Wissey |  |  |  | WFD_IMPg | Phosphorus |  |  |  |  | Continuous Discharge | 2024-12-22 | Amber | AW1NF176 | 591100 | 308700 | [30 empty] | 525 |  | 1 | Iron 4000 ug/l (95%ile) 8000 ug/l (UT) | 80 | [20 empty] | 3.9 | [6 empty] | Measure to improve from Moderate to Good phosphate status Environmental Outcome measured: River Wissey, from point of mixing to sample point 48M45 |  |  | 0.222 | 1 | 0 | 1 | WWN | £m | 1 | ANH | 2027-03-31 | 222000 |  | 222000 | 1.0315 | 228998.4346 | 1.1806 | 0.27036 | 0.0397 | 0.00089445 |  | 7AW200064
EAN00485 |  |  |  |  | WQ | Anglian | East Anglia | Anglian Water Services Ltd | 7AW200068 | Castlethorpe STW | Tove (DS Greens Norton) | GB105033038180 | River | Great Ouse Upper |  |  |  | WFD_IMPg | Phosphorus |  |  |  |  | Continuous Discharge | 2024-12-22 | Amber | AW1NFA31A | 479500 | 243400 | [30 empty] | 1029 |  | 1 | Iron 4000 ug/l (95%ile) 8000 ug/l (UT) | 151 | [20 empty] | 1.7 | [6 empty] | Measure to improve from Poor to Good phosphate status Environmental Outcome measured: River Tove, from point of mixing to confluence with River Great Ouse |  |  | 0.09 | 1 | 0 | 1 | WWN | £m | 1 | ANH | 2027-03-31 | 90000 |  | 90000 | 1.0315 | 92837.2032 | 1.1806 | 0.10961 | 0.0397 | 0.00036262 |  | 7AW200068
EAN00494 | Changed |  |  |  | WQ | Anglian | East Anglia | Anglian Water Services Ltd | 7AW200077 | Elmdon STW | Cam | GB105033042750 | River | Cam Lower |  |  |  | WFD_IMPg | Phosphorus |  |  |  |  | Continuous Discharge | 2024-12-22 | Amber | AW1NF653 | 547040 | 240290 | [30 empty] | 863 |  | 1 | Iron 4000 ug/l (95%ile) 8000 ug/l (UT) | 268 | [20 empty] | 5.1 | [6 empty] | Measure to improve from Moderate to Good phosphate status Environmental Outcome measured: Tributary of Cam, from point of mixing to confluence with River Cam |  |  | 0.225 | 1 | 0 | 1 | WWN | £m | 1 | ANH | 2027-03-31 | 225000 |  | 225000 | 1.0315 | 232093.008 | 1.1806 | 0.27402 | 0.0397 | 0.00090654 |  | 7AW200077
EAN00508 | Changed |  |  |  | WQ | Anglian | East Anglia | Anglian Water Services Ltd | 7AW200091 | Lidgate STW | Kennett-Lee Brook | GB105033042990 | River | Lark |  |  |  | WFD_IMPg | Phosphorus |  |  |  |  | Continuous Discharge | 2024-12-22 | Amber | AW1NF348A | 571200 | 258500 | [30 empty] | 402 |  | 1 | Iron 4000 ug/l (95%ile) 8000 ug/l (UT) | 85 | [20 empty] | 6.1 | [6 empty] | Measure to improve from Moderate to Good phosphate status Environmental Outcome measured: Kennett-Lee Brook, from point of mixing to Gazeley STW |  |  | 1.582 | 1 | 0 | 1 | WWN | £m | 1 | ANH | 2027-03-31 | 1582000 |  | 1582000 | 1.0315 | 1631871.7274 | 1.1806 | 1.9266 | 0.0397 | 0.006374 |  | 7AW200091
EAN00512 | Changed |  |  |  | WQ | Anglian | East Anglia | Anglian Water Services Ltd | 7AW200095 | Newport STW | Cam (Newport to Audley End) | GB105033037550 | River | Cam Rhee and Granta |  |  |  | WFD_IMPg | Phosphorus |  |  |  |  | Continuous Discharge | 2024-12-22 | Amber | AW1NF444 | 552300 | 234580 | [30 empty] | 2765 |  | 1 | Iron 4000 ug/l (95%ile) 8000 ug/l (UT) | 650 | [20 empty] | 5 | [6 empty] | Measure to improve from Poor to Good phosphate status Environmental Outcome measured: River Cam, from point of mixing to confluence with River Slade |  |  | 0.09 | 1 | 0 | 1 | WWN | £m | 1 | ANH | 2027-03-31 | 90000 |  | 90000 | 1.0315 | 92837.2032 | 1.1806 | 0.10961 | 0.0397 | 0.00036262 |  | 7AW200095
EAN00517 | Changed |  |  |  | WQ | Anglian | East Anglia | Anglian Water Services Ltd | 7AW200100 | Olney STW | Ouse (Newport Pagnell to Roxton) | GB105033047923 | River | Great Ouse Bedford |  |  |  | WFD_IMPg | Phosphorus |  |  |  |  | Continuous Discharge | 2024-12-22 | Amber | AW1NF1165A | 489500 | 252300 | [30 empty] | 8640 |  | 1 | Iron 4000 ug/l (95%ile) 8000 ug/l (UT) | 1822 | [20 empty] | 15.8 | [6 empty] | Measure to improve from Poor to Good phosphate status Environmental Outcome measured: River Great Ouse, from point of mixing to Odell STW |  |  | 0.09 | 1 | 0 | 1 | WWN | £m | 1 | ANH | 2027-03-31 | 90000 |  | 90000 | 1.0315 | 92837.2032 | 1.1806 | 0.10961 | 0.0397 | 0.00036262 |  | 7AW200100
EAN00522 | Changed |  |  |  | WQ | Anglian | East Anglia | Anglian Water Services Ltd | 7AW200105 | Quendon STW | Cam (US Newport) | GB105033037480 | River | Cam Rhee and Granta |  |  |  | WFD_IMPg | Phosphorus |  |  |  |  | Continuous Discharge | 2024-12-22 | Amber | AW1NFA133 | 552000 | 231200 | [30 empty] | 466 |  | 1 | Iron 4000 ug/l (95%ile) 8000 ug/l (UT) | 130 | [20 empty] | 4 | [6 empty] | Measure to improve from Moderate to Good phosphate status Environmental Outcome measured: River Cam, from point of mixing to Newport STW |  |  | 0.157 | 1 | 0 | 1 | WWN | £m | 1 | ANH | 2027-03-31 | 157000 |  | 157000 | 1.0315 | 161949.3434 | 1.1806 | 0.1912 | 0.0397 | 0.00063256 |  | 7AW200105
EAN00526 | Changed |  |  |  | WQ | Anglian | East Anglia | Anglian Water Services Ltd | 7AW200109 | Shudy Camps STW | Granta | GB105033037810 | River | Cam Rhee and Granta |  |  |  | WFD_IMPg | Phosphorus |  |  |  |  | Continuous Discharge | 2024-12-22 | Amber | AW1NF1135 | 561600 | 243800 | [30 empty] | 733 |  | 1 | Iron 4000 ug/l (95%ile) 8000 ug/l (UT) | 238 | [20 empty] | 9.5 | [6 empty] | Measure to improve from Moderate to Good phosphate status Environmental Outcome measured: River Granta, from point of mixing to Linton STW |  |  | 0.225 | 1 | 0 | 1 | WWN | £m | 1 | ANH | 2027-03-31 | 225000 |  | 225000 | 1.0315 | 232093.008 | 1.1806 | 0.27402 | 0.0397 | 0.00090654 |  | 7AW200109
EAN00533 | Changed |  |  |  | WQ | Anglian | East Anglia | Anglian Water Services Ltd | 7AW200116 | Stoke Goldington STW | Ravenstone Brook | GB105033038160 | River | Great Ouse Bedford |  |  |  | WFD_IMPg | Phosphorus |  |  |  |  | Continuous Discharge | 2024-12-22 | Amber | AW1NF207A | 484750 | 248780 | [30 empty] | 745 |  | 1 | Iron 4000 ug/l (95%ile) 8000 ug/l (UT) | 160 | [20 empty] | 0.75 | [6 empty] | Measure to improve from Poor to Good phosphate status Environmental Outcome measured: Ravenstone Brook, from point of mixing to confluence with River Great Ouse |  |  | 0.225 | 1 | 0 | 1 | WWN | £m | 1 | ANH | 2027-03-31 | 225000 |  | 225000 | 1.0315 | 232093.008 | 1.1806 | 0.27402 | 0.0397 | 0.00090654 |  | 7AW200116
EAN00589 | Changed |  |  |  | WQ | Anglian | East Anglia | Anglian Water Services Ltd | 7AW200167 | Dunton STW | Millbridge and Potton Brooks | GB105033037820 | River | Ivel |  |  |  | WFD_IMPg | Phosphorus |  |  |  |  | Continuous Discharge | 2024-12-22 | Amber | AWCNF1061 | 523300 | 244420 | [30 empty] | 572 |  | 1 | Iron 4000 ug/l (95%ile) 8000 ug/l (UT) | 140 | [20 empty] | 5.9 | [6 empty] | Measure to improve from Moderate to Good phosphate status Environmental Outcome measured: Tributary, from point of mixing to confluence with Potton Brook |  |  | 0.222 | 1 | 0 | 1 | WWN | £m | 1 | ANH | 2027-03-31 | 222000 |  | 222000 | 1.0315 | 228998.4346 | 1.1806 | 0.27036 | 0.0397 | 0.00089445 |  | 7AW200167
EAN00594 | Changed |  |  |  | WQ | Anglian | East Anglia | Anglian Water Services Ltd | 7AW200172 | Great Ellingham STW | Thet (US Swangey Fen) | GB105033047830 | River | Little Ouse and Thet |  |  |  | WFD_IMPg | Phosphorus |  |  |  |  | Continuous Discharge | 2024-12-22 | Amber | AW1NF18PA | 602300 | 297800 | [30 empty] | 471 |  | 1.5 | Iron 4000 ug/l (95%ile) 8000 ug/l (UT) | 194 | [20 empty] | 4 | [6 empty] | Measure to improve from Moderate to Good phosphate status Environmental Outcome measured: Tributary, from point of mixing to confluence with River Thet |  |  | 0.225 | 1 | 0 | 1 | WWN | £m | 1 | ANH | 2027-03-31 | 225000 |  | 225000 | 1.0315 | 232093.008 | 1.1806 | 0.27402 | 0.0397 | 0.00090654 |  | 7AW200172
EAN00600 | Changed |  |  |  | WQ | Anglian | East Anglia | Anglian Water Services Ltd | 7AW200178 | Old Buckenham STW | Buckenham Stream | GB105033043411 | River | Little Ouse and Thet |  |  |  | WFD_IMPg | Phosphorus |  |  |  |  | Continuous Discharge | 2024-12-22 | Amber | AW1NF623A | 606120 | 290450 | [30 empty] | 2914 |  | 1 | Iron 4000 ug/l (95%ile) 8000 ug/l (UT) | 550 | [20 empty] | 10 | [6 empty] | Measure to improve from Moderate to Good phosphate status Environmental Outcome measured: Buckenham Stream, from point of mixing to confluence with River Thet |  |  | 0.09 | 1 | 0 | 1 | WWN | £m | 1 | ANH | 2027-03-31 | 90000 |  | 90000 | 1.0315 | 92837.2032 | 1.1806 | 0.10961 | 0.0397 | 0.00036262 |  | 7AW200178
EAN00628 | Changed |  |  |  | WQ | Anglian | East Anglia | Anglian Water Services Ltd | 7AW200206 | Rendlesham Park STW | Deben (Brandeston Bridge - Melton) | GB105035046310 | River | Deben |  |  |  | WFD_IMPg | Phosphorus |  |  |  |  | Continuous Discharge | 2024-12-22 | Amber | ASENF19613 | 632360 | 253680 | [30 empty] | 2342 |  | 1 | Iron 4000 ug/l (95%ile) 8000 ug/l (UT) | 645.5 | [20 empty] | 5.5 | [6 empty] | Environmental outcomes calculated from mixing point of Rendlesham Part STW to the bottom boundary of waterbody Deben (Brandeston Bridge - Melton) GB105035046310 where it joins the coast. Improvement from Poor to Good status. |  |  | 0.09 | 1 | 0 | 1 | WWN | £m | 1 | ANH | 2027-03-31 | 90000 |  | 90000 | 1.0315 | 92837.2032 | 1.1806 | 0.10961 | 0.0397 | 0.00036262 |  | 7AW200206
EAN00631 | Changed |  |  |  | WQ | Anglian | East Anglia | Anglian Water Services Ltd | 7AW200209 | Ridgewell STW | Colne (u/s Gt. Yeldham) | GB105037041290 | River | Colne Essex |  |  |  | WFD_IMPg | Phosphorus |  |  |  |  | Continuous Discharge | 2024-12-22 | Amber | AW2NFE00163 | 575450 | 239530 | [30 empty] | 452 |  | 1 | Iron 4000 ug/l (95%ile) 8000 ug/l (UT) | 102 | [20 empty] | 8.5 | [6 empty] | Colne catchment bundle is cost beneficial Also achieves good status at d/s sample point in WB d/s CL0848 (currently poor status).Environmental outcomes calculated from ridgewell stw discharge to Sible Hedingham STW (from moderate to good status) |  |  | 0.157 | 1 | 0 | 1 | WWN | £m | 1 | ANH | 2027-03-31 | 157000 |  | 157000 | 1.0315 | 161949.3434 | 1.1806 | 0.1912 | 0.0397 | 0.00063256 |  | 7AW200209
EAN02357 | Changed |  |  |  | WQ | Anglian | East Anglia | Anglian Water Services Ltd | 7AW201933 | Kedington STW | River Stour | GB105036040980 | river | Stour |  |  |  | WFD_IMPg | Phosphorus |  |  |  |  | Continuous Discharge | 2024-12-22 | Amber | ASENF1292 | 570780 | 245960 | [30 empty] | 2241 |  | 1 | Iron 4000 ug/l (95%ile) 8000 ug/l (UT) | 600 | [20 empty] | 2.5 | [6 empty] | Cost beneficial. 2.5 (to next confluence) |  |  | 0.09 | 1 | 0 | 1 | WWN | £m | 1 | ANH | 2027-03-31 | 90000 |  | 90000 | 1.0315 | 92837.2032 | 1.1806 | 0.10961 | 0.0397 | 0.00036262 |  | 7AW201933
LNA00138 | Changed |  |  |  | WQ | Anglian | Lincolnshire and Northamptonshire | Anglian Water Services Ltd | 7AW202034 | Great Ponton STW | Witham - conf cringle bk to conf brant | GB105030056780 | River | Witham Upper |  |  |  | WFD_IMPg | Phosphorus |  |  |  |  | Continuous Discharge | 2024-12-22 | Amber | AW3NFF662 | 493100 | 330700 | [30 empty] | 369 |  | 1mg/l (AA) | Total Iron= 4mg/l (95%ile) 8mg/l (MAC) | 100 | [20 empty] | 6.97 | [6 empty] | Part of cost beneficial bundle for catchment |  |  | 0.159 | 1 | 0 | 1 | WWN | £m | 1 | ANH | 2027-03-31 | 159000 |  | 159000 | 1.0315 | 164012.3923 | 1.1806 | 0.19364 | 0.0397 | 0.00064062 |  | 7AW202034
LNA00159 | Changed |  |  |  | WQ | Anglian | Lincolnshire and Northamptonshire | Anglian Water Services Ltd | 7AW202055 | Navenby STW | Brant - Lower | GB105030056770 | River | Witham Upper |  |  |  | WFD_IMPg | Phosphorus |  |  |  |  | Continuous Discharge | 2024-12-22 | Amber | ANNNF2081 | 498110 | 357740 | [30 empty] | 2749 |  | 1mg/l (AA) | Total Iron= 4mg/l (95%ile) 8mg/l (MAC) | 460 | [20 empty] | 6.87 | [6 empty] | Part of cost beneficial bundle for catchment |  |  | 0.09 | 1 | 0 | 1 | WWN | £m | 1 | ANH | 2027-03-31 | 90000 |  | 90000 | 1.0315 | 92837.2032 | 1.1806 | 0.10961 | 0.0397 | 0.00036262 |  | 7AW202055
LNA00189 | Changed |  |  |  | WQ | Anglian | Lincolnshire and Northamptonshire | Anglian Water Services Ltd | 7AW202085 | Toynton St Peter STW | Maud Foster and Fen catchwater drains | GB205030056465 | River | Fens East and West |  |  |  | WFD_IMPg | Phosphorus |  |  |  |  | Continuous Discharge | 2024-12-22 | Amber | ANNNF13779 | 540280 | 362840 | [30 empty] | 505 |  | 1mg/l (AA) | Total Iron= 4mg/l (95%ile) 8mg/l (MAC) | 49 | [20 empty] | 8.26 | [6 empty] | Part of Cost Beneficial Bundle for operational catchment |  |  | 1.578 | 1 | 0 | 1 | WWN | £m | 1 | ANH | 2027-03-31 | 1578000 |  | 1578000 | 1.0315 | 1627745.6294 | 1.1806 | 1.9218 | 0.0397 | 0.0063579 |  | 7AW202085
LNA00190 | Changed |  |  |  | WQ | Anglian | Lincolnshire and Northamptonshire | Anglian Water Services Ltd | 7AW202086 | Upton STW | Till (Witham) | GB105030062500 | River | Witham Upper |  |  |  | WFD_IMPg | Phosphorus |  |  |  |  | Continuous Discharge | 2024-12-22 | Amber | AW3NF153 | 487700 | 386800 | [30 empty] | 1060 |  | 1mg/l (AA) | Total Iron= 4mg/l (95%ile) 8mg/l (MAC) | 210 | [20 empty] | 5.54 | [6 empty] | Part of cost beneficial bundle for catchment |  |  | 0.225 | 1 | 0 | 1 | WWN | £m | 1 | ANH | 2027-03-31 | 225000 |  | 225000 | 1.0315 | 232093.008 | 1.1806 | 0.27402 | 0.0397 | 0.00090654 |  | 7AW202086

## WINEP_Inputs_NES
WINEP3 Update March 2019 | [6 empty] | National Full data set
FBG Detail
VERSION 1 | [33 empty] | SSSI/N2K/Ramsar |  |  |  |  | Eels |  | NERC Driver | [7 empty] | INNS |  | MCZ | Water Quality Detail | [22 empty] | Water Resource Detail | [9 empty] | Environmental Outcome | [9 empty] | WINEP model inputs
WINEPID | Change Log Winep 2 to 3 | NEW Column. Has an alteration to this measure been made? If Y then please refer to alterations log. | Application in determination by NPS? | Has a permit been issued? | Function | RBD | Area | Water Company | Unique ID * (completed on company collation) | Scheme Name/Name of Investigation/Site Name/Licence name | Name of Waterbody | Waterbody ID | Water Body Type(s) | WFD Operational Catchment | Blank Column | Blank Column | Blank Column | Driver Code (Primary) | Further Driver Code Information (related to the primary driver if applicable) | Driver Code (Secondary) | Further Driver Code Information (related to the secondary driver if applicable) | Driver Code (Tertiary) | Further Driver Code Information (related to the tertiary driver if applicable) | Measure Type | Completion Date (DD/MM/YY) | Level of Certainty? (P= Purple, R=Red, A=Amber, G=Green | Abstraction Licence/ Permit, Obstruction ID or No Obstruction ID | Eastings | Northings | Investigation Type | Investigation Scope | Implementation Scope | Groundwater Measures Information | Name of SSSI (if applicable) | Name of N2K/Ramsar site (if applicable) | SSSI/N2K/Ramsar Unit ID | SSSI/N2K/Ramsar Area of Unit (Hectares) | Justification for Action/Investigation | Eel Priority Status | Eel Improvement Type | Primary Type of Priority Habitat Created or Restored/Improved | Secondary Type of Priority Habitat Created or Restored/Improved | Other Priority Habitat Created or Restored/Improved | Type of Action Taken | Units Recorded (Hectare or km) | Number of Hectares or Kms | Name of Priority Species | Name of High Risk of Extinction Species | INNS Control Measure | INNS Species (if applicable) | Name of MCZ | Name of Bathing Water (where applicable) | Name of Shellfish Water (where applicable) | Chemical of Interest (for chemicals measures only) | Groundwater Chemicals | Drinking Water Inspectorate - Undertaking or Notice Y/N | DrWPA Substances at Risk (if applicable) | Safeguard Zone Name (if applicable) | Safeguard Zone ID (if applicable) | Population Equivalent for STWs | Current Permit Limit (mg/l) | Proposed Permit Limit (mg/l) | Proposed Iron or Aluminium Limits (for Phosphorus measures only) | Current DWF (m3/d) | Proposed DWF (m3/d) (if applicable) | Proposed Permit Limit Other | Catchment Measure Actions | Unsustainable Abstraction System Code | Linked Groundwater Body Name | Linked Groundwater Body ID | Licence Category | Water Resource Zone (WRZ) | WR HMWB Flag (X) | Scheme Relates to Following Missing Mitigation Measures (HMWB only) | Annual Licence Volume (Ml/a) | Daily Licence Volume (Ml/d) | Aggregate Licence (x) | Sustainability Change (to Annual Licence Volume) Ml/a | Sustainability Change (to Daily Licence Volume) Ml/d | Sustainability Change (to HoF Condition) Ml/d | *NEW* Water returned to the environment (Reduction in actual abstraction) ML/d | New Annual Licence Volume (Ml/a) | New Daily Licence Volume (Ml/d) | New HoF Condition (Ml/d) | Quantitative Km River Length Improved or Protected | Quantitative Area (km2) Improved or Protected | Volume (Ml/yr) Drinking Water Protected | Hectares of Designated Site (HD/RAMSAR/ SSSI) Restored or Improved | *NEW* INNS ,No Det outcome - Km2 of land with reduced risk of INNS | Delivers Additional FCERM Benefits (Y/N) | Delivers on Salmon 5-Point Action Plan | Additional Comments | CPS Reference | Flow Categorisation 1= PR19 Synergy 2= WFD failure 3= Neither | Allowed totex unit rate | Quantity proposed in PR19 FD | Quantity Delivered | 1 = In PR19, funded 0 = In PR19, not funded | Price Control | Unit | Unit Conversion to £m | Company | Completion date (EA or Water Company) | Allowed totex unit rate in 2017/18 prices before adjustment - £ | Adjustment - £ | Allowed totex unit rate in 2017/18 prices after adjustment - £ | PR19 WACC | Allowed totex unit rate in 2017/18 prices after adjustment & PR19 WACC - £ | CPIH adjustment (2017/18) | Allowed totex unit rate in 2022/23 prices after adjustment & PR19 WACC - £m | PR24 WACC | Allowed totex unit rate in 2022/23 prices after adjustment - £m per month | AoN | Unique ID after AoN scenario
NEA00703 |  |  |  |  | WR | Northumbria | North East | Northumbrian Water | 7NW10005 | Barrasford raw water pumping station - Rede to Gunnerton Burn, Barrasford to S Tyne, Watersmeet to Tidal Limit - Eels Regs and MM3 | N Tyne from Barrasford to S Tyne confluence | GB103023075802 | River | North Tyne Lower |  |  |  | EE_IMP | [5 empty] | Eel Screen | 2024-12-22 | Amber | 1/23/01/159 | 392280 | 572900 |  |  | Eel screens on raw water abstraction | [6 empty] | Medium Priority | Screen | [32 empty] | x |  | 21900 | 60 | x | [12 empty] | No | Pricipal Salmon River | Also applies under HMWB MM3 entrainment.The main work will be carried out on GB103023074920 waterbody which is linked to the abstraction licence but further outcomes will be seen at these waterbodies GB103023075802, GB103023075801. Covering North Tyne Lower & Tyne Upper. These EE_IMP lines have been grouped as it was one structure that would have outcomes on three waterbodies. | http://environment.data.gov.uk/catchment-planning/WaterBody/GB103023074920 |  | 1.071 | 1 | 0 | 1 | WR | £m | 1 | NES | 2027-03-31 | 1071000 |  | 1071000 | 1.0315 | 1104762.7181 | 1.1806 | 1.3043 | 0.0397 | 0.0043151 |  | 7NW10005
NEA00575 | Changed |  |  |  | WQ | Northumbria | North East | Northumbrian Water | 7NW200568 | Trimdon | Skerne from Source to Carrs | GB103025076070 | River | Skerne |  |  |  | WFD_IMPm | Phosphorus |  |  |  |  | Continuous Discharge | 2024-12-22 | Amber | 25/03/1232 | 437660 | 534510 | [30 empty] | 4715 |  | 0.3 | Iron 4000 ug/l (95%ile) 8000 ug/l (UT) | 1308 | 1308 | [19 empty] | 12.8 | [6 empty] | Possible northumbria integrated drainage plans |  |  | 4.265 | 1 | 0 | 1 | WWN | £m | 1 | NES | 2027-03-31 | 4265000 |  | 4265000 | 1.0315 | 4399451.9072 | 1.1806 | 5.1941 | 0.0397 | 0.017184 |  | 7NW200568
NEA00590 | Changed |  |  |  | WQ | Northumbria | North East | Northumbrian Water | 7NW200583 | Witton Gilbert | Browney from Deerness confl to Wear | GB103024077552 | River | Browney |  |  |  | WFD_IMPg | Phosphorus |  |  |  |  | Continuous Discharge | 2024-12-22 | Amber | 244/1027 | 423280 | 545060 | [30 empty] | 7377 |  | 0.7 | Iron 4000 ug/l (95%ile) 8000 ug/l (UT) | 1730 | 1730 | [19 empty] | 7 | [9 empty] | 2.724 | 1 | 0 | 1 | WWN | £m | 1 | NES | 2027-03-31 | 2724000 |  | 2724000 | 1.0315 | 2809872.6835 | 1.1806 | 3.3174 | 0.0397 | 0.010975 |  | 7NW200583

## WINEP_Inputs_SRN
WINEP3 Update March 2019 | [6 empty] | National Full data set
FBG Detail
VERSION 1 | [33 empty] | SSSI/N2K/Ramsar |  |  |  |  | Eels |  | NERC Driver | [7 empty] | INNS |  | MCZ | Water Quality Detail | [22 empty] | Water Resource Detail | [9 empty] | Environmental Outcome | [9 empty] | WINEP model inputs
WINEPID | Change Log Winep 2 to 3 | NEW Column. Has an alteration to this measure been made? If Y then please refer to alterations log. | Application in determination by NPS? | Has a permit been issued? | Function | RBD | Area | Water Company | Unique ID * (completed on company collation) | Scheme Name/Name of Investigation/Site Name/Licence name | Name of Waterbody | Waterbody ID | Water Body Type(s) | WFD Operational Catchment | Blank Column | Blank Column | Blank Column | Driver Code (Primary) | Further Driver Code Information (related to the primary driver if applicable) | Driver Code (Secondary) | Further Driver Code Information (related to the secondary driver if applicable) | Driver Code (Tertiary) | Further Driver Code Information (related to the tertiary driver if applicable) | Measure Type | Completion Date (DD/MM/YY) | Level of Certainty? (P= Purple, R=Red, A=Amber, G=Green | Abstraction Licence/ Permit, Obstruction ID or No Obstruction ID | Eastings | Northings | Investigation Type | Investigation Scope | Implementation Scope | Groundwater Measures Information | Name of SSSI (if applicable) | Name of N2K/Ramsar site (if applicable) | SSSI/N2K/Ramsar Unit ID | SSSI/N2K/Ramsar Area of Unit (Hectares) | Justification for Action/Investigation | Eel Priority Status | Eel Improvement Type | Primary Type of Priority Habitat Created or Restored/Improved | Secondary Type of Priority Habitat Created or Restored/Improved | Other Priority Habitat Created or Restored/Improved | Type of Action Taken | Units Recorded (Hectare or km) | Number of Hectares or Kms | Name of Priority Species | Name of High Risk of Extinction Species | INNS Control Measure | INNS Species (if applicable) | Name of MCZ | Name of Bathing Water (where applicable) | Name of Shellfish Water (where applicable) | Chemical of Interest (for chemicals measures only) | Groundwater Chemicals | Drinking Water Inspectorate - Undertaking or Notice Y/N | DrWPA Substances at Risk (if applicable) | Safeguard Zone Name (if applicable) | Safeguard Zone ID (if applicable) | Population Equivalent for STWs | Current Permit Limit (mg/l) | Proposed Permit Limit (mg/l) | Proposed Iron or Aluminium Limits (for Phosphorus measures only) | Current DWF (m3/d) | Proposed DWF (m3/d) (if applicable) | Proposed Permit Limit Other | Catchment Measure Actions | Unsustainable Abstraction System Code | Linked Groundwater Body Name | Linked Groundwater Body ID | Licence Category | Water Resource Zone (WRZ) | WR HMWB Flag (X) | Scheme Relates to Following Missing Mitigation Measures (HMWB only) | Annual Licence Volume (Ml/a) | Daily Licence Volume (Ml/d) | Aggregate Licence (x) | Sustainability Change (to Annual Licence Volume) Ml/a | Sustainability Change (to Daily Licence Volume) Ml/d | Sustainability Change (to HoF Condition) Ml/d | *NEW* Water returned to the environment (Reduction in actual abstraction) ML/d | New Annual Licence Volume (Ml/a) | New Daily Licence Volume (Ml/d) | New HoF Condition (Ml/d) | Quantitative Km River Length Improved or Protected | Quantitative Area (km2) Improved or Protected | Volume (Ml/yr) Drinking Water Protected | Hectares of Designated Site (HD/RAMSAR/ SSSI) Restored or Improved | *NEW* INNS ,No Det outcome - Km2 of land with reduced risk of INNS | Delivers Additional FCERM Benefits (Y/N) | Delivers on Salmon 5-Point Action Plan | Additional Comments | CPS Reference | Flow Categorisation 1= PR19 Synergy 2= WFD failure 3= Neither | Allowed totex unit rate | Quantity proposed in PR19 FD | Quantity Delivered | 1 = In PR19, funded 0 = In PR19, not funded | Price Control | Unit | Unit Conversion to £m | Company | Completion date (EA or Water Company) | Allowed totex unit rate in 2017/18 prices before adjustment - £ | Adjustment - £ | Allowed totex unit rate in 2017/18 prices after adjustment - £ | PR19 WACC | Allowed totex unit rate in 2017/18 prices after adjustment & PR19 WACC - £ | CPIH adjustment (2017/18) | Allowed totex unit rate in 2022/23 prices after adjustment & PR19 WACC - £m | PR24 WACC | Allowed totex unit rate in 2022/23 prices after adjustment - £m per month | AoN | Unique ID after AoN scenario
SSD00384 | Changed |  |  |  | WQ | South East | Solent and South Downs | Southern Water Services Ltd | 7SO200397 | Pagham WWTW | Pagham Rife | GB107041012880 | River | Western Streams |  |  |  | WFD_IMPg | Phosphorus |  |  |  |  | Continuous Discharge | 2024-12-22 | Amber | A01192 | 488332 | 098767 | [30 empty] | 8810 | N/A | 0.25 mg/l AA | Fe: 4mg/l (95%) 8mg/l (UT) | 2309 | [20 empty] | 1.5 | [6 empty] | (Permit no. A1192/5/03) aka Summer Lane Pagham WWTW |  |  | 3.4728 | 1 | 0 | 1 | WWN | £m | 1 | SRN | 2025-05-31 | 3472778.05 |  | 3472778.05 | 1.0295 | 3575170.1789 | 1.1806 | 4.221 | 0.0397 | 0.013964 |  | 7SO200397
SSD00614 |  |  |  |  | WQ | South East | Solent and South Downs | Southern Water Services Ltd | 7SO300507 | BUDDS FARM HAVANT (Havant) WWTW | LANGSTONE HARBOUR | GB580705130000 | Transitional | Hampshire East TraC |  |  |  | U_IMP5 | [5 empty] | Continuous Discharge | 2025-03-31 | Green | A00751 | 470540 | 105100 | [65 empty] | 3.3371 | 1 | 0 | 0 | WWN | £m | 1 | SRN | 2028-03-31 | 3337146.0959 |  | 3337146.0959 | 1.0295 | 3435539.2233 | 1.1806 | 4.0561 | 0.0397 | 0.013419 |  | 7SO300507
SSD00619 |  |  |  |  | WQ | South East | Solent and South Downs | Southern Water Services Ltd | 7SO300513 | CHICHESTER WWTW | Lavant (Sussex) | GB107041006520 | River | Western Streams |  |  |  | U_IMP5 | [5 empty] | Continuous Discharge | 2025-03-31 | Green | W00137 | 484316 | 103917 | [65 empty] | 3.3371 | 1 | 0 | 0 | WWN | £m | 1 | SRN | 2028-03-31 | 3337146.0959 |  | 3337146.0959 | 1.0295 | 3435539.2233 | 1.1806 | 4.0561 | 0.0397 | 0.013419 |  | 7SO300513
SSD00631 |  |  |  |  | WQ | South East | Solent and South Downs | Southern Water Services Ltd | 7SO300531 | LIDSEY WWTW | Lidsey Rife | GB107041012010 | River | Western Streams |  |  |  | U_IMP5 | [5 empty] | Continuous Discharge | 2025-03-31 | Green | A01209 | 494490 | 103290 | [65 empty] | 3.3371 | 1 | 0 | 0 | WWN | £m | 1 | SRN | 2028-03-31 | 3337146.0959 |  | 3337146.0959 | 1.0295 | 3435539.2233 | 1.1806 | 4.0561 | 0.0397 | 0.013419 |  | 7SO300531
SSD00637 |  |  |  |  | WQ | South East | Solent and South Downs | Southern Water Services Ltd | 7SO300538 | MILFORD ROAD PENNINGTON WWTW | Avon Water | GB107042011300 | River | New Forest - Lymington and Beaulieu |  |  |  | U_IMP5 | [5 empty] | Continuous Discharge | 2025-03-31 | Green | [68 empty] | 3.3371 | 1 | 0 | 0 | WWN | £m | 1 | SRN | 2028-03-31 | 3337146.0959 |  | 3337146.0959 | 1.0295 | 3435539.2233 | 1.1806 | 4.0561 | 0.0397 | 0.013419 |  | 7SO300538
KSL00441 |  |  |  |  | WQ | Thames | Kent South London and East Sussex | Southern Water Services Ltd | 7SO300542 | OXTED WWTW | Upper Eden | GB106040018630 | River | Eden |  |  |  | U_IMP5 | [5 empty] | Continuous Discharge | 2025-03-31 | Green | A00193 | 539780 | 150040 | [65 empty] | 3.3371 | 1 | 0 | 0 | WWN | £m | 1 | SRN | 2028-03-31 | 3337146.0959 |  | 3337146.0959 | 1.0295 | 3435539.2233 | 1.1806 | 4.0561 | 0.0397 | 0.013419 |  | 7SO300542
SSD00642 |  |  |  |  | WQ | South East | Solent and South Downs | Southern Water Services Ltd | 7SO300544 | PEEL COMMON WWTW | Alver | GB107042011370 | River | East Hampshire Rivers |  |  |  | U_IMP5 | [5 empty] | Continuous Discharge | 2025-03-31 | Green | W00131 | 458100 | 97700 | [65 empty] | 3.3371 | 1 | 0 | 0 | WWN | £m | 1 | SRN | 2028-03-31 | 3337146.0959 |  | 3337146.0959 | 1.0295 | 3435539.2233 | 1.1806 | 4.0561 | 0.0397 | 0.013419 |  | 7SO300544
KSL00446 |  |  |  |  | WQ | Thames | Kent South London and East Sussex | Southern Water Services Ltd | 7SO300552 | SITTINGBOURNE WWTW | SWALE | GB530604011500 | Transitional | Medway Swale Estuary |  |  |  | U_IMP5 | [5 empty] | Continuous Discharge | 2025-03-31 | Green | W00518 | 591260 | 164740 | [65 empty] | 3.3371 | 1 | 0 | 0 | WWN | £m | 1 | SRN | 2028-03-31 | 3337146.0959 |  | 3337146.0959 | 1.0295 | 3435539.2233 | 1.1806 | 4.0561 | 0.0397 | 0.013419 |  | 7SO300552
SSD00652 |  |  |  |  | WQ | South East | Solent and South Downs | Southern Water Services Ltd | 7SO300561 | SUMMER LANE PAGHAM WWTW | Pagham Rife | GB107041012880 | River | Western Streams |  |  |  | U_IMP5 | [5 empty] | Continuous Discharge | 2025-03-31 | Green | A01192 | 488270 | 98950 | [65 empty] | 3.3371 | 1 | 0 | 0 | WWN | £m | 1 | SRN | 2025-05-31 | 3337146.0959 |  | 3337146.0959 | 1.0295 | 3435539.2233 | 1.1806 | 4.0561 | 0.0397 | 0.013419 |  | 7SO300561
KSL00449 |  |  |  |  | WQ | South East | Kent South London and East Sussex | Southern Water Services Ltd | 7SO300562 | SWALECLIFFE WWTW | Swalecliffe Brook | GB107040019630 | River | Oyster Coast Brooks |  |  |  | U_IMP5 | [5 empty] | Continuous Discharge | 2025-03-31 | Green | A01102 | 613500 | 168150 | [65 empty] | 3.3371 | 1 | 0 | 0 | WWN | £m | 1 | SRN | 2028-03-31 | 3337146.0959 |  | 3337146.0959 | 1.0295 | 3435539.2233 | 1.1806 | 4.0561 | 0.0397 | 0.013419 |  | 7SO300562
KSL00450 |  |  |  |  | WQ | Thames | Kent South London and East Sussex | Southern Water Services Ltd | 7SO300563 | TUNBRIDGE WELLS SOUTH WWTW | Grom | GB106040018400 | River | Medway Upper |  |  |  | U_IMP5 | [5 empty] | Continuous Discharge | 2025-03-31 | Green | A00200 | 552690 | 137420 | [65 empty] | 3.3371 | 1 | 0 | 0 | WWN | £m | 1 | SRN | 2028-03-31 | 3337146.0959 |  | 3337146.0959 | 1.0295 | 3435539.2233 | 1.1806 | 4.0561 | 0.0397 | 0.013419 |  | 7SO300563
SSD00948 |  |  |  |  | WQ | South East | Solent and South Downs | Southern Water Services Ltd | 7SO400120 | BUDDS FARM HAVANT (Havant) | LANGSTONE HARBOUR | GB580705130000 | Transitional | Hampshire East TraC |  |  |  | U_IMP6 | [5 empty] | Continuous Discharge | 2025-03-31 | Green | A00751 | 470540 | 105100 | [65 empty] | 13.5101 | 1 | 0 | 0 | WWN | £m | 1 | SRN | 2025-11-11 | 13510092.2067 |  | 13510092.2067 | 1.0295 | 13908426.6475 | 1.1806 | 16.4208 | 0.0397 | 0.054325 |  | 7SO400120
KSL00721 |  |  |  |  | WQ | Thames | Kent South London and East Sussex | Southern Water Services Ltd | 7SO400140 | MOTNEY HILL | MEDWAY | GB530604002300 | Transitional | Medway Swale Estuary |  |  |  | U_IMP6 | [5 empty] | Continuous Discharge | 2025-03-31 | Green | A00720 | 583150 | 169000 | [65 empty] | 13.5101 | 1 | 0 | 0 | WWN | £m | 1 | SRN | 2028-03-31 | 13510092.2067 |  | 13510092.2067 | 1.0295 | 13908426.6475 | 1.1806 | 16.4208 | 0.0397 | 0.054325 |  | 7SO400140
SSD00970 |  |  |  |  | WQ | South East | Solent and South Downs | Southern Water Services Ltd | 7SO400161 | SUMMER LANE PAGHAM | Pagham Rife | GB107041012880 | River | Western Streams |  |  |  | U_IMP6 | [5 empty] | Continuous Discharge | 2025-03-31 | Green | A01192 | 488270 | 98950 | [65 empty] | 13.5101 | 1 | 0 | 0 | WWN | £m | 1 | SRN | 2024-05-31 | 13510092.2067 |  | 13510092.2067 | 1.0295 | 13908426.6475 | 1.1806 | 16.4208 | 0.0397 | 0.054325 |  | 7SO400161

## WINEP_Inputs_TMS
WINEP3 Update March 2019 | [6 empty] | National Full data set
FBG Detail
VERSION 1 | [33 empty] | SSSI/N2K/Ramsar |  |  |  |  | Eels |  | NERC Driver | [7 empty] | INNS |  | MCZ | Water Quality Detail | [22 empty] | Water Resource Detail | [9 empty] | Environmental Outcome | [9 empty] | WINEP model inputs
WINEPID | Change Log Winep 2 to 3 | NEW Column. Has an alteration to this measure been made? If Y then please refer to alterations log. | Application in determination by NPS? | Has a permit been issued? | Function | RBD | Area | Water Company | Unique ID * (completed on company collation) | Scheme Name/Name of Investigation/Site Name/Licence name | Name of Waterbody | Waterbody ID | Water Body Type(s) | WFD Operational Catchment | Blank Column | Blank Column | Blank Column | Driver Code (Primary) | Further Driver Code Information (related to the primary driver if applicable) | Driver Code (Secondary) | Further Driver Code Information (related to the secondary driver if applicable) | Driver Code (Tertiary) | Further Driver Code Information (related to the tertiary driver if applicable) | Measure Type | Completion Date (DD/MM/YY) | Level of Certainty? (P= Purple, R=Red, A=Amber, G=Green | Abstraction Licence/ Permit, Obstruction ID or No Obstruction ID | Eastings | Northings | Investigation Type | Investigation Scope | Implementation Scope | Groundwater Measures Information | Name of SSSI (if applicable) | Name of N2K/Ramsar site (if applicable) | SSSI/N2K/Ramsar Unit ID | SSSI/N2K/Ramsar Area of Unit (Hectares) | Justification for Action/Investigation | Eel Priority Status | Eel Improvement Type | Primary Type of Priority Habitat Created or Restored/Improved | Secondary Type of Priority Habitat Created or Restored/Improved | Other Priority Habitat Created or Restored/Improved | Type of Action Taken | Units Recorded (Hectare or km) | Number of Hectares or Kms | Name of Priority Species | Name of High Risk of Extinction Species | INNS Control Measure | INNS Species (if applicable) | Name of MCZ | Name of Bathing Water (where applicable) | Name of Shellfish Water (where applicable) | Chemical of Interest (for chemicals measures only) | Groundwater Chemicals | Drinking Water Inspectorate - Undertaking or Notice Y/N | DrWPA Substances at Risk (if applicable) | Safeguard Zone Name (if applicable) | Safeguard Zone ID (if applicable) | Population Equivalent for STWs | Current Permit Limit (mg/l) | Proposed Permit Limit (mg/l) | Proposed Iron or Aluminium Limits (for Phosphorus measures only) | Current DWF (m3/d) | Proposed DWF (m3/d) (if applicable) | Proposed Permit Limit Other | Catchment Measure Actions | Unsustainable Abstraction System Code | Linked Groundwater Body Name | Linked Groundwater Body ID | Licence Category | Water Resource Zone (WRZ) | WR HMWB Flag (X) | Scheme Relates to Following Missing Mitigation Measures (HMWB only) | Annual Licence Volume (Ml/a) | Daily Licence Volume (Ml/d) | Aggregate Licence (x) | Sustainability Change (to Annual Licence Volume) Ml/a | Sustainability Change (to Daily Licence Volume) Ml/d | Sustainability Change (to HoF Condition) Ml/d | *NEW* Water returned to the environment (Reduction in actual abstraction) ML/d | New Annual Licence Volume (Ml/a) | New Daily Licence Volume (Ml/d) | New HoF Condition (Ml/d) | Quantitative Km River Length Improved or Protected | Quantitative Area (km2) Improved or Protected | Volume (Ml/yr) Drinking Water Protected | Hectares of Designated Site (HD/RAMSAR/ SSSI) Restored or Improved | *NEW* INNS ,No Det outcome - Km2 of land with reduced risk of INNS | Delivers Additional FCERM Benefits (Y/N) | Delivers on Salmon 5-Point Action Plan | Additional Comments | CPS Reference | Flow Categorisation 1= PR19 Synergy 2= WFD failure 3= Neither | Allowed totex unit rate | Quantity proposed in PR19 FD | Quantity Delivered | 1 = In PR19, funded 0 = In PR19, not funded | Price Control | Unit | Unit Conversion to £m | Company | Completion date (EA or Water Company) | Allowed totex unit rate in 2017/18 prices before adjustment - £ | Adjustment - £ | Allowed totex unit rate in 2017/18 prices after adjustment - £ | PR19 WACC | Allowed totex unit rate in 2017/18 prices after adjustment & PR19 WACC - £ | CPIH adjustment (2017/18) | Allowed totex unit rate in 2022/23 prices after adjustment & PR19 WACC - £m | PR24 WACC | Allowed totex unit rate in 2022/23 prices after adjustment - £m per month | AoN | Unique ID after AoN scenario
THM00575 | Changed |  |  |  | WQ | Thames | Thames | Thames Water Utilities Ltd | 7TW200737 | ALTON STW | Caker Stream | GB106039017730 | River | Wey |  |  |  | WFD_IMPm | Phosphorus |  |  |  |  | Continuous Discharge | 2024-12-22 | Amber | CTCR.1268 | 472900 | 139800 | [30 empty] | 19000 | 2 | 0.25 | IRON: 2.5mg/l 95%ile; 8mg/l (Upper Tier) | 12915 | [20 empty] | 2.5 | [9 empty] | 147 | 34800 | 0 | 0 | WWN | £ per p.e. | 1e-06 | TMS | 2026-12-21 | 5115600 | 4847385.7283 | 4847385.7283 | 1.0295 | 4990307.0832 | 1.1806 | 5.8917 | 0.0397 | 0.019492 |  | 7TW200737
THM00494 | Changed |  |  |  | WQ | Thames | Thames | Thames Water Utilities Ltd | 7TW200656 | Barford St Michael STW | Swere (Wigginton to Cherwell) | GB106039037220 | River | Cherwell |  |  |  | WFD_IMPg | Phosphorus |  |  |  |  | Continuous Discharge | 2024-12-22 | Amber | CSSC.1040 | 444500 | 232800 | [30 empty] | 860 |  | 3 | IRON:4mg/l (95%ile); 8mg/l (Upper Tier) | 191 | [20 empty] | 3 | [9 empty] | 1945 | 800 | 0 | 1 | WWN | £ per p.e. | 1e-06 | TMS | 2026-12-16 | 1556000 | 1474417.8969 | 1474417.8969 | 1.0295 | 1517889.9487 | 1.1806 | 1.7921 | 0.0397 | 0.0059288 |  | 7TW200656
HNL00221 | Changed |  |  |  | WQ | Thames | Hertfordshire and North London | Thames Water Utilities Ltd | 7TW200110 | BARKWAY SEWAGE TREATMENT WORKS | Quin | GB106038040120 | River | Lee Upper |  |  |  | WFD_IMPg | Phosphorus |  |  |  |  | Continuous Discharge | 2024-12-22 | Amber | CATM.3093 | 538700 | 234700 | [30 empty] | 756 | n/a | 3.5 mg/l | 4mg/l as 95%ile and 8 as Upper Teir | 162 | N/A | [19 empty] | 8.429 |  |  |  |  | No |  | KM improved figure is a best guess by measuring distance between discharges on ARCMap. This is what was suggested in the PR19 guidance on Environmental Outcomes. This means that this amount of KM will move from Bad/Poor to good status. Cost Benefit suggests that this is a feasible scheme under the catchment calculations produced by the Environment Agency. |  |  | 1945 | 900 | 0 | 1 | WWN | £ per p.e. | 1e-06 | TMS | 2028-01-10 | 1750500 | 1658720.134 | 1658720.134 | 1.0295 | 1707626.1923 | 1.1806 | 2.0161 | 0.0397 | 0.0066699 |  | 7TW200110
THM00581 | Changed |  |  |  | WQ | Thames | Thames | Thames Water Utilities Ltd | 7TW200743 | BENTLEY STW | North Wey (Alton to Tilford) | GB106039017830 | River | Wey |  |  |  | WFD_IMPm | Phosphorus |  |  |  |  | Continuous Discharge | 2024-12-22 | Amber | CSSC.2455 | 479300 | 143500 | [30 empty] | 2560 |  | 0.9 | IRON:4mg/l (95%ile); 8mg/l (Upper Tier) | 896 | [20 empty] | 2.4 | [9 empty] | 474 | 4100 | 0 | 0 | WWN | £ per p.e. | 1e-06 | TMS | 2027-04-02 | 1943400 | 1841506.2601 | 1841506.2601 | 1.0295 | 1895801.6236 | 1.1806 | 2.2382 | 0.0397 | 0.0074049 |  | 7TW200743
KSL00044 | Changed |  |  |  | WR | Thames | Kent South London and East Sussex | Thames Water Utilities Ltd | 7TW100007 | BEXLEY PUMPING STATION | Upper Cray | GB106040023990 | River | Cray and Shuttle |  |  |  | WFD_IMP_WRFlow | [5 empty] | Sustainability Change | 2024-12-22 | Amber | 9/40/01/0130/GR | 548501 | 172758 |  |  | Implementation following options appraisal in AMP6 considering Bexley PS and the River Cray. Sustainability Change: remove time-limited variation. The Options Appraisal for implementation in AMP7 (following the current Investigation) will include consideration of a reduction in licensed abstraction and river restoration. | [36 empty] | West Kent Darent and Cray Chalk | GB40601G501800 | CAT 2 | London |  |  | 11600 | 36 |  | 3303 | 4.2 |  |  | 8297 | 31.8 |  | 2.595 | [9 empty] | 6.2816 | 1 | 0 | 1 | WR | £m | 1 | TMS | 2029-07-29 | 6281600 |  | 6281600 | 1.0295 | 6466808.0345 | 1.1806 | 7.6349 | 0.0397 | 0.025259 |  | 7TW100007
KSL00046 | Changed |  |  |  | WR | Thames | Kent South London and East Sussex | Thames Water Utilities Ltd | 7TW100008 | BEXLEY PUMPING STATION | Lower Cray | GB106040024150 | River | Cray and Shuttle |  |  |  | WFD_IMP_WRFlow | [5 empty] | Sustainability Change | 2024-12-22 | Amber | 9/40/01/0130/GR | 548730 | 172688 |  |  | Implementation following options appraisal in AMP6 considering Bexley PS and the River Cray. Sustainability Change: remove time-limited variation. The Options Appraisal for implementation in AMP7 (following the current Investigation) will include consideration of a reduction in licensed abstraction and river restoration. | [36 empty] | West Kent Darent and Cray Chalk | GB40601G501800 | CAT 2 | London |  |  | 11600 | 36 |  | 3303 | 4.2 |  |  | 8297 | 31.8 |  | 2.595 | [9 empty] | 6.2816 | 1 | 0 | 1 | WR | £m | 1 | TMS | 2029-07-29 | 6281600 |  | 6281600 | 1.0295 | 6466808.0345 | 1.1806 | 7.6349 | 0.0397 | 0.025259 |  | 7TW100008
HNL00226 | Changed |  |  |  | WQ | Thames | Hertfordshire and North London | Thames Water Utilities Ltd | 7TW200115 | BISHOPS STORTFORD SEWAGE TREATMENT WORKS | Great Hallingbury Brook | GB106038033330 | River | Lee Upper |  |  |  | WFD_IMPg | Phosphorus |  |  |  |  | Continuous Discharge | 2024-12-22 | Amber | CNTD.0081 | 550270 | 219510 | [30 empty] | 62055 | n/a | 0.25 mg/l | 4mg/l as 95%ile and 8 as Upper Teir | 17349 | N/A | [19 empty] | 2.5 |  |  |  |  | No |  | KM improved figure is a best guess by measuring distance between discharges on ARCMap. This is what was suggested in the PR19 guidance on Environmental Outcomes. This means that this amount of KM will move from Poor to good status. The improvements in the P levels at this works will help drive the SSSI investigation on the Hunsdon Mead Meadows and allow investigation into what a suitable P target will be for this site. Cost Benefit suggests that this is a feasible scheme under the catchment calculations produced by the Environment Agency. |  |  | 55 | 92600 | 0 | 1 | WWN | £ per p.e. | 1e-06 | TMS | 2027-03-25 | 5093000 | 4825970.6612 | 4825970.6612 | 1.0295 | 4968260.6097 | 1.1806 | 5.8657 | 0.0397 | 0.019406 |  | 7TW200115
HNL00233 | Changed |  |  |  | WQ | Thames | Hertfordshire and North London | Thames Water Utilities Ltd | 7TW200122 | BLACKBIRDS SEWAGE TREATMENT WORKS | Colne (from Confluence with Ver to Gade) | GB106039029840 | River | Colne |  |  |  | WFD_IMPm | Phosphorus |  |  |  |  | Continuous Discharge | 2024-12-22 | Amber | CNTW.0660 | 513710 | 201060 | [30 empty] | 97535 | n/a | 0.25 mg/l | 4mg/l as 95%ile and 8 as Upper Teir | 40667 | N/A | [19 empty] | 14.357 |  |  |  |  | No |  | KM improved figure is a best guess by measuring distance between discharges on ARCMap. This is what was suggested in the PR19 guidance on Environmental Outcomes. This means that this amount of KM will move from Poor to moderate status. Cost Benefit suggests that this is a feasible scheme under the catchment calculations produced by the Environment Agency. |  |  | 55 | 91900 | 0 | 0 | WWN | £ per p.e. | 1e-06 | TMS | 2029-08-30 | 5054500 | 4789489.2415 | 4789489.2415 | 1.0295 | 4930703.564 | 1.1806 | 5.8214 | 0.0397 | 0.019259 |  | 7TW200122
THM00585 | Changed |  |  |  | WQ | Thames | Thames | Thames Water Utilities Ltd | 7TW200747 | BLUNSDON STW | Share ditch | GB106039023680 | River | Thames Upper |  |  |  | WFD_IMPm | Phosphorus |  |  |  |  | Continuous Discharge | 2024-12-22 | Amber | CSSC.2459 | 415000 | 191300 | [30 empty] | 1780 |  | 0.4 | IRON:4mg/l (95%ile); 8mg/l (Upper Tier) | 487 | [20 empty] | 2.5 | [9 empty] | 742 | 2700 | 0 | 1 | WWN | £ per p.e. | 1e-06 | TMS | 2026-11-10 | 2003400 | 1898360.4207 | 1898360.4207 | 1.0295 | 1954332.0843 | 1.1806 | 2.3073 | 0.0397 | 0.0076335 |  | 7TW200747
THM00497 | Changed |  |  |  | WQ | Thames | Thames | Thames Water Utilities Ltd | 7TW200659 | BORDON STW | South Wey (Haslemere to Bordon) | GB106039017700 | River | Wey |  |  |  | WFD_IMPg | Phosphorus |  |  |  |  | Continuous Discharge | 2024-12-22 | Amber | CTCR.1645 | 480300 | 136200 | [30 empty] | 37400 | 1 | 0.25 | IRON:4mg/l (95%ile); 8mg/l (Upper Tier) | 8790 | [20 empty] | 2.4 | [9 empty] | 147 | 49000 | 0 | 0 | WWN | £ per p.e. | 1e-06 | TMS | 2026-05-26 | 7203000 | 6825341.9738 | 6825341.9738 | 1.0295 | 7026581.8126 | 1.1806 | 8.2958 | 0.0397 | 0.027445 |  | 7TW200659
HNL00220 | Changed |  |  |  | WQ | Thames | Hertfordshire and North London | Thames Water Utilities Ltd | 7TW200109 | BRAUGHING SEWAGE TREATMENT WORKS | Quin | GB106038040120 | River | Lee Upper |  |  |  | WFD_IMPg | Phosphorus |  |  |  |  | Continuous Discharge | 2024-12-22 | Amber | CSSC.0249 | 539400 | 226800 | [30 empty] | 1581 | n/a | 0.4 mg/l | 4mg/l as 95%ile and 8 as Upper Teir | 341 | N/A | [19 empty] | 5.411 |  |  |  |  | No |  | KM improved figure is a best guess by measuring distance between discharges on ARCMap. This is what was suggested in the PR19 guidance on Environmental Outcomes. This means that this amount of KM will move from Bad/Poor to good status. Cost Benefit suggests that this is a feasible scheme under the catchment calculations produced by the Environment Agency. |  |  | 1370 | 1800 | 0 | 1 | WWN | £ per p.e. | 1e-06 | TMS | 2026-10-24 | 2466000 | 2336705.9985 | 2336705.9985 | 1.0295 | 2405601.9367 | 1.1806 | 2.8401 | 0.0397 | 0.0093961 |  | 7TW200109
HNL00207 | Changed |  |  |  | WQ | Thames | Hertfordshire and North London | Thames Water Utilities Ltd | 7TW200096 | BRENTWOOD SEWAGE TREATMENT WORKS | Ingrebourne | GB106037028130 | River | Roding Beam and Ingrebourne |  |  |  | WFD_IMPm | Phosphorus |  |  |  |  | Continuous Discharge | 2024-12-22 | Amber | CSSC.0328 | 556000 | 191490 | [30 empty] | 36773 | n/a | 0.25 mg/l | 4mg/l as 95%ile and 8 as Upper Teir | 7000 | N/A | [19 empty] | 15 |  |  |  |  | No |  | KM improved figure is a best guess by measuring distance between discharges on ARCMap. This is what was suggested in the PR19 guidance on Environmental Outcomes. This means that this amount of KM will move from Poor to Good status. Cost Benefit suggests that this is a feasible scheme under the catchment calculations produced by the Environment Agency. |  |  | 147 | 43300 | 0 | 0 | WWN | £ per p.e. | 1e-06 | TMS | 2027-10-12 | 6365100 | 6031373.6217 | 6031373.6217 | 1.0295 | 6209203.9283 | 1.1806 | 7.3308 | 0.0397 | 0.024253 |  | 7TW200096
HNL00253 |  |  |  |  | WQ | Thames | Hertfordshire and North London | Thames Water Utilities Ltd | 7TW200915 | BRENTWOOD SEWAGE TREATMENT WORKS | Ingrebourne | GB106037028130 | River | Roding Beam and Ingrebourne |  |  |  | U_IMP2 | Phosphorus |  |  |  |  | Continuous Discharge | 2026-05-12 | Green | CSSC.0328 | 556000 | 191490 | [30 empty] | 36773 |  | 2 | 2mg/l | 7000 | [20 empty] | 15 | [9 empty] | 78 | 43300 | 0 | 1 | WWN | £ per p.e. | 1e-06 | TMS | 2026-05-12 | 3377400 | 3200320.6972 | 3200320.6972 | 1.0295 | 3294679.6354 | 1.1806 | 3.8898 | 0.0397 | 0.012869 |  | 7TW200915
THM00587 | Changed |  |  |  | WQ | Thames | Thames | Thames Water Utilities Ltd | 7TW200749 | BURGHFIELD STW | Clayhill Brook | GB106039023120 | River | Kennet |  |  |  | WFD_IMPm | Phosphorus |  |  |  |  | Continuous Discharge | 2024-12-22 | Amber | CNTD.0004 | 465910 | 168570 | [30 empty] | 7240 |  | 0.25 | IRON: 3mg/l (95%ile); 8mg/l (Upper Tier) | 2200 | [20 empty] | 3.5 | [9 empty] | 754 | 8100 | 0 | 0 | WWN | £ per p.e. | 1e-06 | TMS | 2027-01-25 | 6107400 | 5787185.0022 | 5787185.0022 | 1.0295 | 5957815.5994 | 1.1806 | 7.034 | 0.0397 | 0.023271 |  | 7TW200749
HNL00087 | Changed |  |  |  | WR | Thames | Hertfordshire and North London | Thames Water Utilities Ltd | 7TW100021 | CHINGFORD SOUTH - RIVER LEE DIVERSION | Lea Navigation Enfield Lock to Tottenham Locks | GB106038027950 | River | Lee Lower Rivers and Lakes |  |  |  | WFD_ND_WRFlow | [5 empty] | Sustainability Change | 2024-12-22 | Amber | 29/38/08/0194 | 537400 | 194900 |  |  | Additional water bodies: Lea Navigation (Fieldes Weir to Enfield Lock) & Lee (Tottenham Locks to Bow Locks/Three Mills Locks), Licence rates in WR Details columns are aggregated per whole licence 29/38/08/0194. This investigation is still ongoing hence solution is yet to be determined. The proposed licence change is based on the worst case scenario. Atkins (2012) reviewed flows required in Lower River Lee to support good ecological potential. Based on their work the minimum flows at Hackney Marsh area should be around 284Ml/d (Closest gauging station - Lea Bridge). In order to protect this flows an estimate of approx. 125 Ml/d through HOF condition. Similar flow increase has been considered in Ricardo (March 2017) briefing note listing various options to mitigate abstraction impacts in Lower Lee. Hence the overall reduction of 125Ml/d is considered for WINEP1. The final option however will be determined by the investigation and option appraisal process and it may be that no sustainability change will be applied but other option to improve the water body will be considered more appropriate. | [38 empty] | CAT 1 | London |  |  | 200937 | 2636 | x | [7 empty] | 10 | [6 empty] | Additional water bodies: Lea Navigation (Fieldes Weir to Enfield Lock) & Lee (Tottenham Locks to Bow Locks/Three Mills Locks), The overall reduction of 125Ml/d (reduction when HOF at Q70 (recent actual scenario) is reached) is considered for WINEP (see col.AC for more details). The final option however will be determined by the investigation and option appraisal process and it may be that no sustainability change will be applied but other option to improve the water body will be considered more appropriate. Please note rates provided per whole licence rather than a point. Environmental outcomes have been estimated. |  |  | 0 | 0 | 0 | 1 | WR | £m | 1 | TMS | 2027-04-02 | 0 |  | 0 | 1.0295 | 0 | 1.1806 | 0 | 0.0397 | 0 | AoN1
HNL00088 | Changed |  |  |  | WR | Thames | Hertfordshire and North London | Thames Water Utilities Ltd | 7TW100021 | CHINGFORD SUPPLY CHANNEL - RIVER LEE DIVERSION | Lea Navigation Enfield Lock to Tottenham Locks | GB106038027950 | River | Lee Lower Rivers and Lakes |  |  |  | WFD_ND_WRFlow | [5 empty] | Sustainability Change | 2024-12-22 | Amber | 29/38/08/0194 | 536700 | 193200 |  |  | Additional water bodies: Lea Navigation (Fieldes Weir to Enfield Lock) & Lee (Tottenham Locks to Bow Locks/Three Mills Locks), Licence rates in WR Details columns are aggregated per whole licence 29/38/08/0194. This investigation is still ongoing hence solution is yet to be determined. The proposed licence change is based on the worst case scenario. Atkins (2012) reviewed flows required in Lower River Lee to support good ecological potential. Based on their work the minimum flows at Hackney Marsh area should be around 284Ml/d (Closest gauging station - Lea Bridge). In order to protect this flows an estimate of approx. 125 Ml/d through HOF condition. Similar flow increase has been considered in Ricardo (March 2017) briefing note listing various options to mitigate abstraction impacts in Lower Lee. Hence the overall reduction of 125Ml/d is considered for WINEP1. The final option however will be determined by the investigation and option appraisal process and it may be that no sustainability change will be applied but other option to improve the water body will be considered more appropriate. | [38 empty] | CAT 1 | London |  |  | 200937 | 2636 | x | [7 empty] | 10 | [6 empty] | Additional water bodies: Lea Navigation (Fieldes Weir to Enfield Lock) & Lee (Tottenham Locks to Bow Locks/Three Mills Locks); The overall reduction of 125Ml/d (reduction when HOF at Q70 (recent actual scenario) is reached) is considered for WINEP (see col.AC for more details). The final option however will be determined by the investigation and option appraisal process and it may be that no sustainability change will be applied but other option to improve the water body will be considered more appropriate. Please note rates provided per whole licence rather than a point. Environmental outcomes have been estimated. |  |  | 0 | 0 | 0 | 1 | WR | £m | 1 | TMS | 2027-04-02 | 0 |  | 0 | 1.0295 | 0 | 1.1806 | 0 | 0.0397 | 0 | AoN2
THM00514 | Changed |  |  |  | WQ | Thames | Thames | Thames Water Utilities Ltd | 7TW200676 | CRANLEIGH STW | Cranleigh Waters | GB106039017810 | River | Wey |  |  |  | WFD_IMPg | Phosphorus |  |  |  |  | Continuous Discharge | 2024-12-22 | Amber | CNTD.0042 | 504000 | 139400 | [30 empty] | 13900 | 2 | 0.4 | IRON:4mg/l (95%ile); 8mg/l (Upper Tier) | 4540 | [20 empty] | 2.4 | [9 empty] | 193 | 24800 | 0 | 0 | WWN | £ per p.e. | 1e-06 | TMS | 2027-12-28 | 4786400 | 4535445.9008 | 4535445.9008 | 1.0295 | 4669169.9553 | 1.1806 | 5.5126 | 0.0397 | 0.018237 |  | 7TW200676
THM00520 | Changed |  |  |  | WQ | Thames | Thames | Thames Water Utilities Ltd | 7TW200682 | DORTON STW | Dorton, Chearsley and Waddesdon Brooks | GB106039030400 | River | Thame |  |  |  | WFD_IMPg | Phosphorus |  |  |  |  | Continuous Discharge | 2024-12-22 | Amber | CSSC.0465 | 468400 | 214200 | [30 empty] | 130 |  | 0.5 | IRON:4mg/l (95%ile); 8mg/l (Upper Tier) | 50 | [20 empty] | 7.5 | [9 empty] | 3286 | 200 | 0 | 0 | WWN | £ per p.e. | 1e-06 | TMS | 2026-09-30 | 657200 | 622742.5719 | 622742.5719 | 1.0295 | 641103.6467 | 1.1806 | 0.75691 | 0.0397 | 0.0025041 |  | 7TW200682
THM00521 | Changed |  |  |  | WQ | Thames | Thames | Thames Water Utilities Ltd | 7TW200683 | ELSTEAD STW | Wey (Tilford to Shalford) | GB106039017820 | River | Wey |  |  |  | WFD_IMPg | Phosphorus |  |  |  |  | Continuous Discharge | 2024-12-22 | Amber | CSSC.5784 | 491200 | 144300 | [30 empty] | 5570 |  | 1 | IRON:4mg/l (95%ile); 8mg/l (Upper Tier) | 1591 | [20 empty] | 2.4 | [9 empty] | 226 | 5800 | 0 | 1 | WWN | £ per p.e. | 1e-06 | TMS | 2026-05-11 | 1310800 | 1242073.8941 | 1242073.8941 | 1.0295 | 1278695.4658 | 1.1806 | 1.5097 | 0.0397 | 0.0049945 |  | 7TW200683
HNL00089 | Changed |  |  |  | WR | Thames | Hertfordshire and North London | Thames Water Utilities Ltd | 7TW100021 | ENFIELD LOCK - LEA NAVIGATION | Lea Navigation Enfield Lock to Tottenham Locks | GB106038027950 | River | Lee Lower Rivers and Lakes |  |  |  | WFD_ND_WRFlow | [5 empty] | Sustainability Change | 2024-12-22 | Amber | 29/38/08/0194 | 537000 | 197900 |  |  | Additional water bodies: Lea Navigation (Fieldes Weir to Enfield Lock) & Lee (Tottenham Locks to Bow Locks/Three Mills Locks), Licence rates in WR Details columns are aggregated per whole licence 29/38/08/0194. This investigation is still ongoing hence solution is yet to be determined. The proposed licence change is based on the worst case scenario. Atkins (2012) reviewed flows required in Lower River Lee to support good ecological potential. Based on their work the minimum flows at Hackney Marsh area should be around 284Ml/d (Closest gauging station - Lea Bridge). In order to protect this flows an estimate of approx. 125 Ml/d through HOF condition. Similar flow increase has been considered in Ricardo (March 2017) briefing note listing various options to mitigate abstraction impacts in Lower Lee. Hence the overall reduction of 125Ml/d is considered for WINEP1. The final option however will be determined by the investigation and option appraisal process and it may be that no sustainability change will be applied but other option to improve the water body will be considered more appropriate. | [38 empty] | CAT 1 | London |  |  | 200937 | 2636 | x | [7 empty] | 10 | [6 empty] | Additional water bodies: Lea Navigation (Fieldes Weir to Enfield Lock) & Lee (Tottenham Locks to Bow Locks/Three Mills Locks); The overall reduction of 125Ml/d (reduction when HOF at Q70 (recent actual scenario) is reached) is considered for WINEP (see col.AC for more details). The final option however will be determined by the investigation and option appraisal process and it may be that no sustainability change will be applied but other option to improve the water body will be considered more appropriate. Please note rates provided per whole licence rather than a point. Environmental outcomes have been estimated. |  |  | 0 | 0 | 0 | 1 | WR | £m | 1 | TMS | 2027-04-02 | 0 |  | 0 | 1.0295 | 0 | 1.1806 | 0 | 0.0397 | 0 | AoN3
HNL00090 | Changed |  |  |  | WR | Thames | Hertfordshire and North London | Thames Water Utilities Ltd | 7TW100021 | ENFIELD LOCK - RIVER LEE | Lea Navigation Enfield Lock to Tottenham Locks | GB106038027950 | River | Lee Lower Rivers and Lakes |  |  |  | WFD_ND_WRFlow | [5 empty] | Sustainability Change | 2024-12-22 | Amber | 29/38/08/0194 | 537300 | 198000 |  |  | Additional water bodies: Lea Navigation (Fieldes Weir to Enfield Lock) & Lee (Tottenham Locks to Bow Locks/Three Mills Locks), Licence rates in WR Details columns are aggregated per whole licence 29/38/08/0194. This investigation is still ongoing hence solution is yet to be determined. The proposed licence change is based on the worst case scenario. Atkins (2012) reviewed flows required in Lower River Lee to support good ecological potential. Based on their work the minimum flows at Hackney Marsh area should be around 284Ml/d (Closest gauging station - Lea Bridge). In order to protect this flows an estimate of approx. 125 Ml/d through HOF condition. Similar flow increase has been considered in Ricardo (March 2017) briefing note listing various options to mitigate abstraction impacts in Lower Lee. Hence the overall reduction of 125Ml/d is considered for WINEP1. The final option however will be determined by the investigation and option appraisal process and it may be that no sustainability change will be applied but other option to improve the water body will be considered more appropriate. | [38 empty] | CAT 1 | London |  |  | 200937 | 2636 | x | [7 empty] | 10 | [6 empty] | Additional water bodies: Lea Navigation (Fieldes Weir to Enfield Lock) & Lee (Tottenham Locks to Bow Locks/Three Mills Locks); The overall reduction of 125Ml/d (reduction when HOF at Q70 (recent actual scenario) is reached) is considered for WINEP (see col.AC for more details). The final option however will be determined by the investigation and option appraisal process and it may be that no sustainability change will be applied but other option to improve the water body will be considered more appropriate. Please note rates provided per whole licence rather than a point. Environmental outcomes have been estimated. |  |  | 0 | 0 | 0 | 1 | WR | £m | 1 | TMS | 2027-04-02 | 0 |  | 0 | 1.0295 | 0 | 1.1806 | 0 | 0.0397 | 0 | AoN4
HNL00211 | Changed |  |  |  | WQ | Thames | Hertfordshire and North London | Thames Water Utilities Ltd | 7TW200100 | EPPING (FIDDLERS HAMLET) SEWAGE TREATMENT WORKS | Cripsey Brook | GB106037033500 | River | Roding Beam and Ingrebourne |  |  |  | WFD_IMPg | Phosphorus |  |  |  |  | Continuous Discharge | 2024-12-22 | Amber | CSSC.0295 | 547820 | 200370 | [30 empty] | 13002 | n/a | 0.25 mg/l | 4mg/l as 95%ile and 8 as Upper Teir | 3210 | N/A | [19 empty] | 2.5 |  |  |  |  | No |  | KM improved figure is a best guess by measuring distance between discharges on ARCMap. This is what was suggested in the PR19 guidance on Environmental Outcomes. This means that this amount of KM will move from Poor to Good status. Cost Benefit suggests that this is a feasible scheme under the catchment calculations produced by the Environment Agency. |  |  | 438 | 17800 | 0 | 1 | WWN | £ per p.e. | 1e-06 | TMS | 2027-06-12 | 7796400 | 7387629.6216 | 7387629.6216 | 1.0295 | 7605448.0694 | 1.1806 | 8.9792 | 0.0397 | 0.029706 |  | 7TW200100
HNL00252 |  |  |  |  | WQ | Thames | Hertfordshire and North London | Thames Water Utilities Ltd | 7TW200914 | EPPING (FIDDLERS HAMLET) SEWAGE TREATMENT WORKS | Brookhouse Brook | GB106037028150 | River | Roding Beam and Ingrebourne |  |  |  | U_IMP2 | Phosphorus |  |  |  |  | Continuous Discharge | 2026-05-12 | Green | CSSC.0295 | 547820 | 200370 | [30 empty] | 13002 |  | 2 | 2mg/l | 3210 | [20 empty] | 24.5 | [9 empty] | 167 | 17800 | 0 | 1 | WWN | £ per p.e. | 1e-06 | TMS | 2026-05-12 | 2972600 | 2816744.6274 | 2816744.6274 | 1.0295 | 2899794.1269 | 1.1806 | 3.4236 | 0.0397 | 0.011326 |  | 7TW200914
THM00598 | Changed |  |  |  | WQ | Thames | Thames | Thames Water Utilities Ltd | 7TW200760 | FARNHAM STW | North Wey (Alton to Tilford) | GB106039017830 | River | Wey |  |  |  | WFD_IMPm | Phosphorus |  |  |  |  | Continuous Discharge | 2024-12-22 | Amber | CNTD.0069 | 485500 | 148070 | [30 empty] | 44600 | 2 | 0.3 | IRON: 2.5mg/l 95%ile; 8mg/l (Upper Tier) | 13300 | [20 empty] | 2.4 | [9 empty] | 147 | 50400 | 0 | 0 | WWN | £ per p.e. | 1e-06 | TMS | 2026-11-28 | 7408800 | 7020351.7444 | 7020351.7444 | 1.0295 | 7227341.2929 | 1.1806 | 8.5328 | 0.0397 | 0.028229 |  | 7TW200760
THM00599 | Changed |  |  |  | WQ | Thames | Thames | Thames Water Utilities Ltd | 7TW200761 | FLEET STW | Fleet Brook | GB106039017120 | River | Loddon |  |  |  | WFD_IMPm | Phosphorus |  |  |  |  | Continuous Discharge | 2024-12-22 | Amber | CTCR.1835 | 480400 | 156400 | [30 empty] | 45200 | 2 | 0.3 | IRON: 3mg/l (95%ile); 8mg/l (Upper Tier) | 12917 | [20 empty] | 7 | [9 empty] | 147 | 66400 | 0 | 0 | WWN | £ per p.e. | 1e-06 | TMS | 2027-11-30 | 9760800 | 9249034.8379 | 9249034.8379 | 1.0295 | 9521735.3542 | 1.1806 | 11.2417 | 0.0397 | 0.037191 |  | 7TW200761
THM00525 | Changed |  |  |  | WQ | Thames | Thames | Thames Water Utilities Ltd | 7TW200687 | GODALMING STW | Wey (Tilford to Shalford) | GB106039017820 | River | Wey |  |  |  | WFD_IMPg | Phosphorus |  |  |  |  | Continuous Discharge | 2024-12-22 | Amber | CNTW.0659 | 499400 | 145700 | [30 empty] | 34000 | 2 | 0.3 | IRON:4mg/l (95%ile); 8mg/l (Upper Tier) | 8749 | [20 empty] | 2.4 | [9 empty] | 147 | 37600 | 0 | 0 | WWN | £ per p.e. | 1e-06 | TMS | 2028-01-10 | 5527200 | 5237405.2697 | 5237405.2697 | 1.0295 | 5391826.0439 | 1.1806 | 6.3658 | 0.0397 | 0.02106 |  | 7TW200687
THM00529 | Changed |  |  |  | WQ | Thames | Thames | Thames Water Utilities Ltd | 7TW200691 | GUILDFORD STW | Wey (Shalford to River Thames confluence at Weybridge) | GB106039017630 | River | Wey |  |  |  | WFD_IMPg | Phosphorus |  |  |  |  | Continuous Discharge | 2026-03-31 | Amber | CTCR.1084 | 500300 | 151600 | [30 empty] | 95900 | 2 | 0.25 | IRON:4mg/l (95%ile); 8mg/l (Upper Tier) | 26254 | [20 empty] | 2.4 | [9 empty] | 55 | 120500 | 0 | 0 | WWN | £ per p.e. | 1e-06 | TMS | 2026-12-31 | 6627500 | 6280015.8172 | 6280015.8172 | 1.0295 | 6465177.1433 | 1.1806 | 7.633 | 0.0397 | 0.025253 |  | 7TW200691
HNL00215 | Changed |  |  |  | WQ | Thames | Hertfordshire and North London | Thames Water Utilities Ltd | 7TW200104 | HARPENDEN SEWAGE TREATMENT WORKS | Lee (from Luton Hoo Lakes to Hertford) | GB106038033392 | River | Lee Upper |  |  |  | WFD_IMPm | Phosphorus |  |  |  |  | Continuous Discharge | 2024-12-22 | Amber | CLCP.0131 | 515100 | 214710 | [30 empty] | 38400 | n/a | 0.3 mg/l | 4mg/l as 95%ile and 8 as Upper Teir | 8043 | N/A | [19 empty] | 10.9 |  |  |  |  | No |  | KM improved figure is a best guess by measuring distance between discharges on ARCMap. This is what was suggested in the PR19 guidance on Environmental Outcomes. This means that this amount of KM will move from Poor to Moderate status. Cost Benefit suggests that this is a feasible scheme under the catchment calculations produced by the Environment Agency. |  |  | 147 | 40100 | 0 | 0 | WWN | £ per p.e. | 1e-06 | TMS | 2028-02-29 | 5894700 | 5585637.003 | 5585637.003 | 1.0295 | 5750325.116 | 1.1806 | 6.789 | 0.0397 | 0.02246 |  | 7TW200104
THM00602 | Changed |  |  |  | WQ | Thames | Thames | Thames Water Utilities Ltd | 7TW200764 | HARTLEY WINTNEY STW | Hart (Elvetham to Hartley Wintney) | GB106039017170 | River | Loddon |  |  |  | WFD_IMPm | Phosphorus |  |  |  |  | Continuous Discharge | 2024-12-22 | Amber | CNTD.0047 | 476600 | 158000 | [30 empty] | 21400 | 1 | 0.25 | IRON:4mg/l (95%ile); 8mg/l (Upper Tier) | 6833 | [20 empty] | 2.7 | [9 empty] | 438 | 27900 | 0 | 0 | WWN | £ per p.e. | 1e-06 | TMS | 2026-10-18 | 12220200 | 11579486.8788 | 11579486.8788 | 1.0295 | 11920898.9402 | 1.1806 | 14.0742 | 0.0397 | 0.046562 |  | 7TW200764
THM00531 | Changed |  |  |  | WQ | Thames | Thames | Thames Water Utilities Ltd | 7TW200693 | Haslemere STW | South Wey (Haslemere to Bordon) | GB106039017700 | River | Wey |  |  |  | WFD_IMPg | Phosphorus |  |  |  |  | Continuous Discharge | 2024-12-22 | Amber | CTCR.1203 | 487900 | 132500 | [30 empty] | 15500 | 2 | 0.25 | IRON:4mg/l (95%ile); 8mg/l (Upper Tier) | 4296 | [20 empty] | 2.4 | [9 empty] | 438 | 17600 | 0 | 0 | WWN | £ per p.e. | 1e-06 | TMS | 2027-01-30 | 7708800 | 7304622.5472 | 7304622.5472 | 1.0295 | 7519993.5967 | 1.1806 | 8.8784 | 0.0397 | 0.029373 |  | 7TW200693
HNL00216 | Changed |  |  |  | WQ | Thames | Hertfordshire and North London | Thames Water Utilities Ltd | 7TW200105 | HATFIELD (MILL GREEN) SEWAGE TREATMENT WORKS | Lee (from Luton Hoo Lakes to Hertford) | GB106038033392 | River | Lee Upper |  |  |  | WFD_IMPm | Phosphorus |  |  |  |  | Continuous Discharge | 2024-12-22 | Amber | CLCR.0087 | 523600 | 209700 | [30 empty] | 22505 | n/a | 1 mg/l | 4mg/l as 95%ile and 8 as Upper Teir | 4694 | N/A | [19 empty] | 3.1 |  |  |  |  | No |  | KM improved figure is a best guess by measuring distance between discharges on ARCMap. This is what was suggested in the PR19 guidance on Environmental Outcomes. This means that this amount of KM will move from Poor to Moderate status. Cost Benefit suggests that this is a feasible scheme under the catchment calculations produced by the Environment Agency. |  |  | 78 | 31800 | 0 | 0 | WWN | £ per p.e. | 1e-06 | TMS | 2026-06-23 | 2480400 | 2350350.997 | 2350350.997 | 1.0295 | 2419649.2472 | 1.1806 | 2.8567 | 0.0397 | 0.009451 |  | 7TW200105
HNL00092 | Changed |  |  |  | WR | Thames | Hertfordshire and North London | Thames Water Utilities Ltd | 7TW100044 | HAWRIDGE PUMPING STATION | Chess | GB106039029870 | River | Colne |  |  |  | WFD_IMP_WRFlow |  | NERC_IMP2 |  | WFD_ND_WRFlow |  | Sustainability Change | 2024-12-22 | Amber | 28/39/28/0238 | 495670 | 205530 |  |  | Investigation, conducted by consultants on behalf of water company, hasn't concluded yet. Impacts of abstraction, however, have already been confirmed hence sustainability reductions included as in WINEP2. Options that will be implemented for both No Deterioration and WFD Improvements will be clarified further through options appraisal process. At the Operational Catchment Scale proposed WINEP3 schemes are cost beneficial. | [8 empty] | Chalk river | Chalk river | [26 empty] | Mid-Chilterns Chalk | GB40601G601200 | 3 | Slough Wycombe Aylesbury |  |  | 3327 | 9.09 |  | 3327 | 9.09 |  | 5.5 | 0 | 0 |  | 5 | [6 empty] | Investigation, conducted by consultants on behalf of water company, hasn't concluded yet. Impacts of abstraction, however, have already been confirmed hence sustainability reductions included as in WINEP2. Options that will be implemented for both No Deterioration and WFD Improvements will be clarified further through options appraisal process. At the Operational Catchment Scale proposed WINEP3 schemes are cost beneficial. |  |  | 20.0815 | 1 | 0 | 1 | WR | £m | 1 | TMS | 2028-05-31 | 20081500 |  | 20081500 | 1.0295 | 20673587.2301 | 1.1806 | 24.4079 | 0.0397 | 0.08075 |  | 7TW100044
THM00754 | Addition |  |  |  | WQ | Thames | Thames | Thames Water Utilities Ltd | 7TW300093 | Hockford STW | Hoe Stream (Pirbright to River Wey confluence at Woking) | GB106039017900 | River | Wey |  |  |  | WFD_IMPg | Phosphorus |  |  |  |  | Continuous Discharge | 2024-12-22 | Amber | CNTD.0037 | 496000 | 154200 | [30 empty] | 15800 | 2 | 0.3 | IRON 3.5mg/l (95%ile); 8mg/l (Upper Tier) | 6275 | [20 empty] | 2 | [9 empty] | 754 | 10500 | 0 | 0 | WWN | £ per p.e. | 1e-06 | TMS | 2029-03-05 | 7917000 | 7501906.4843 | 7501906.4843 | 1.0295 | 7723094.2955 | 1.1806 | 9.1181 | 0.0397 | 0.030166 |  | 7TW300093
KSL00233 | Changed |  |  |  | WQ | Thames | Kent South London and East Sussex | Thames Water Utilities Ltd | 7TW200154 | Holmwood wwtw | Leigh Brook | GB106039017550 | River | Mole Lower and Rythe |  |  |  | WFD_IMPm | Phosphorus |  |  |  |  | Continuous Discharge | 2024-12-22 | Amber | CTCR.1189 | 518800 | 144900 | [30 empty] | 5989 |  | 0.25 mean | Fe: 3mg/l (95%) 8mg/l (UT) | 1211 | [20 empty] | 7 | [9 empty] | 754 | 7200 | 0 | 1 | WWN | £ per p.e. | 1e-06 | TMS | 2027-01-12 | 5428800 | 5144164.4464 | 5144164.4464 | 1.0295 | 5295836.0883 | 1.1806 | 6.2524 | 0.0397 | 0.020685 |  | 7TW200154
HNL00094 | Changed |  |  |  | WR | Thames | Hertfordshire and North London | Thames Water Utilities Ltd | 7TW100021 | KEIDS WEIR - RIVER LEE NAVIGATION | Lea Navigation Enfield Lock to Tottenham Locks | GB106038027950 | River | Lee Lower Rivers and Lakes |  |  |  | WFD_ND_WRFlow | [5 empty] | Sustainability Change | 2024-12-22 | Amber | 29/38/08/0194 | 536300 | 195200 |  |  | Additional water bodies: Lea Navigation (Fieldes Weir to Enfield Lock) & Lee (Tottenham Locks to Bow Locks/Three Mills Locks), Licence rates in WR Details columns are aggregated per whole licence 29/38/08/0194. This investigation is still ongoing hence solution is yet to be determined. The proposed licence change is based on the worst case scenario. Atkins (2012) reviewed flows required in Lower River Lee to support good ecological potential. Based on their work the minimum flows at Hackney Marsh area should be around 284Ml/d (Closest gauging station - Lea Bridge). In order to protect this flows an estimate of approx. 125 Ml/d through HOF condition. Similar flow increase has been considered in Ricardo (March 2017) briefing note listing various options to mitigate abstraction impacts in Lower Lee. Hence the overall reduction of 125Ml/d is considered for WINEP1. The final option however will be determined by the investigation and option appraisal process and it may be that no sustainability change will be applied but other option to improve the water body will be considered more appropriate. | [38 empty] | CAT 1 | London |  |  | 200937 | 2636 | x | [7 empty] | 10 | [6 empty] | Additional water bodies: Lea Navigation (Fieldes Weir to Enfield Lock) & Lee (Tottenham Locks to Bow Locks/Three Mills Locks); The overall reduction of 125Ml/d (reduction when HOF at Q70 (recent actual scenario) is reached) is considered for WINEP (see col.AC for more details). The final option however will be determined by the investigation and option appraisal process and it may be that no sustainability change will be applied but other option to improve the water body will be considered more appropriate. Please note rates provided per whole licence rather than a point. Environmental outcomes have been estimated. |  |  | 5.594 | 1 | 0 | 1 | WR | £m | 1 | TMS | 2027-04-02 | 5594000 |  | 5594000 | 1.0295 | 5758934.6894 | 1.1806 | 6.7992 | 0.0397 | 0.022494 | AoN5 | 7TW100021AoN group
THM00538 | Changed |  |  |  | WQ | Thames | Thames | Thames Water Utilities Ltd | 7TW200700 | Lewknor STW | Lewknor Brook | GB106039023750 | River | Thame |  |  |  | WFD_IMPg | Phosphorus |  |  |  |  | Continuous Discharge | 2024-12-22 | Amber | CSSC.1401 | 470900 | 198200 | [30 empty] | 400 |  | 1 | IRON:4mg/l (95%ile); 8mg/l (Upper Tier) | 117 | [20 empty] | 6.3 | [9 empty] | 3286 | 400 | 0 | 1 | WWN | £ per p.e. | 1e-06 | TMS | 2028-08-06 | 1314400 | 1245485.1437 | 1245485.1437 | 1.0295 | 1282207.2934 | 1.1806 | 1.5138 | 0.0397 | 0.0050082 |  | 7TW200700
HNL00214 | Changed |  |  |  | WQ | Thames | Hertfordshire and North London | Thames Water Utilities Ltd | 7TW200103 | LUTON (EAST HYDE) SEWAGE TREATMENT WORKS | Lee (from Luton Hoo Lakes to Hertford) | GB106038033392 | River | Lee Upper |  |  |  | WFD_IMPm | Phosphorus |  |  |  |  | Continuous Discharge | 2024-12-22 | Amber | CNTD.0084 | 512350 | 217840 | [30 empty] | 174500 | n/a | 0.25 mg/l | 4mg/l as 95%ile and 8 as Upper Teir | 44418 | N/A | [19 empty] | 4.5 |  |  |  |  | No |  | KM improved figure is a best guess by measuring distance between discharges on ARCMap. This is what was suggested in the PR19 guidance on Environmental Outcomes. This means that this amount of KM will move from Poor to Moderate status. Cost Benefit suggests that this is a feasible scheme under the catchment calculations produced by the Environment Agency. |  |  | 55 | 201600 | 0 | 0 | WWN | £ per p.e. | 1e-06 | TMS | 2028-07-31 | 11088000 | 10506648.8692 | 10506648.8692 | 1.0295 | 10816429.1459 | 1.1806 | 12.7702 | 0.0397 | 0.042248 |  | 7TW200103
HNL00234 | Changed |  |  |  | WQ | Thames | Hertfordshire and North London | Thames Water Utilities Ltd | 7TW200123 | MAPLE LODGE SEWAGE TREATMENT WORKS | Colne (Confluence with Chess to River Thames) | GB106039023090 | River | Colne |  |  |  | WFD_IMPm | Phosphorus |  |  |  |  | Continuous Discharge | 2024-12-22 | Amber | CNTD.0071 | 504200 | 191940 | [30 empty] | 522780 | n/a | 0.25 mg/l | 4mg/l as 95%ile and 8 as Upper Teir | 130000 | N/A | [19 empty] | 12.043 |  |  |  |  | No |  | KM improved figure is a best guess by measuring distance between discharges on ARCMap. This is what was suggested in the PR19 guidance on Environmental Outcomes. This means that this amount of KM will move from Poor to moderate status. Cost Benefit suggests that this is a feasible scheme under the catchment calculations produced by the Environment Agency. |  |  | 55 | 575300 | 0 | 0 | WWN | £ per p.e. | 1e-06 | TMS | 2030-08-30 | 31641500 | 29982515.3495 | 29982515.3495 | 1.0295 | 30866526.2283 | 1.1806 | 36.442 | 0.0397 | 0.12056 |  | 7TW200123
THM00543 | Changed |  |  |  | WQ | Thames | Thames | Thames Water Utilities Ltd | 7TW200705 | MARSH GIBBON STW | Summerstown Ditch and Launton and Cutters Brook | GB106039030120 | River | Oxon Ray |  |  |  | WFD_IMPg | Phosphorus |  |  |  |  | Continuous Discharge | 2024-12-22 | Amber | CTCR.1646 | 464422 | 222548 | [30 empty] | 2470 |  | 0.9 | IRON: 3mg/l (95%ile); 8mg/l (Upper Tier) | 708 | [20 empty] | 8 | [9 empty] | 474 | 1800 | 0 | 1 | WWN | £ per p.e. | 1e-06 | TMS | 2026-12-23 | 853200 | 808466.163 | 808466.163 | 1.0295 | 832303.1518 | 1.1806 | 0.98264 | 0.0397 | 0.0032509 |  | 7TW200705
KSL00234 | Changed |  |  |  | WQ | Thames | Kent South London and East Sussex | Thames Water Utilities Ltd | 7TW200155 | Merstham wwtw | Redhill Brook | GB106039017590 | River | Mole Upper Trib |  |  |  | WFD_IMPm | Phosphorus |  |  |  |  | Continuous Discharge | 2024-12-22 | Amber | CNTM.0081 | 529770 | 152120 | [30 empty] | 9260 |  | 0.4 mean | Fe: 3.5mg/l (95%) 8mg/l (UT) | 2522 | [20 empty] | 13.5 | [6 empty] | 7.5 km improved to moderate in Redhill Brook and a further 6 km improved to Good in Salfords Stream to the river Mole |  |  | 343 | 10100 | 0 | 1 | WWN | £ per p.e. | 1e-06 | TMS | 2028-04-09 | 3464300 | 3282664.4731 | 3282664.4731 | 1.0295 | 3379451.2527 | 1.1806 | 3.9899 | 0.0397 | 0.0132 |  | 7TW200155
HNL00208 | Changed |  |  |  | WQ | Thames | Hertfordshire and North London | Thames Water Utilities Ltd | 7TW200097 | NORTH WEALD SEWAGE TREATMENT WORKS | Cripsey Brook | GB106037033500 | River | Roding Beam and Ingrebourne |  |  |  | WFD_IMPg | Phosphorus |  |  |  |  | Continuous Discharge | 2024-12-22 | Amber | CTCR.2136 | 549600 | 204600 | [30 empty] | 4673 | n/a | 0.25 mg/l | 4mg/l as 95%ile and 8 as Upper Teir | 1475 | N/A | [19 empty] | 5.5 |  |  |  |  | No |  | KM improved figure is a best guess by measuring distance between discharges on ARCMap. This is what was suggested in the PR19 guidance on Environmental Outcomes. This means that this amount of KM will move from Poor to Good status. Cost Benefit suggests that this is a feasible scheme under the catchment calculations. |  |  | 754 | 7900 | 0 | 1 | WWN | £ per p.e. | 1e-06 | TMS | 2027-01-18 | 5956600 | 5644291.5453 | 5644291.5453 | 1.0295 | 5810709.0413 | 1.1806 | 6.8603 | 0.0397 | 0.022696 |  | 7TW200097
THM00550 | Changed |  |  |  | WQ | Thames | Thames | Thames Water Utilities Ltd | 7TW200712 | RIPLEY STW | Wey (Shalford to River Thames confluence at Weybridge) | GB106039017630 | River | Wey |  |  |  | WFD_IMPg | Phosphorus |  |  |  |  | Continuous Discharge | 2024-12-22 | Amber | CTCR.2150 | 504500 | 157400 | [30 empty] | 17000 | 2 | 0.25 | IRON:4mg/l (95%ile); 8mg/l (Upper Tier) | 8296 | [20 empty] | 2.4 | [9 empty] | 438 | 24200 | 0 | 0 | WWN | £ per p.e. | 1e-06 | TMS | 2027-12-08 | 10599600 | 10043856.0024 | 10043856.0024 | 1.0295 | 10339991.1954 | 1.1806 | 12.2077 | 0.0397 | 0.040387 |  | 7TW200712
HNL00095 |  |  |  |  | WR | Thames | Hertfordshire and North London | Thames Water Utilities Ltd | 7TW100064 | RIVER RESTORATION PROJECTS - CHESS | Chess | GB106039029870 | River | Colne |  |  |  | WFD_IMP_WRFlow |  | NERC_IMP1 |  |  |  | Adaptive Management | 2025-03-31 | Amber | [5 empty] | Investigation, conducted by consultants on behalf of water company, hasn't concluded yet. Impacts of abstraction, however, have already been confirmed hence sustainability reductions included as in WINEP2. Options that will be implemented for both No Deterioration and WFD Improvements will be clarified further through options appraisal process. At the Operational Catchment Scale proposed WINEP3 schemes are cost beneficial. | [8 empty] | Chalk river | Chalk river | [42 empty] | 5 | [6 empty] | Investigation, conducted by consultants on behalf of water company, hasn't concluded yet. Impacts of abstraction, however, have already been confirmed hence sustainability reductions included as in WINEP2. Options that will be implemented for both No Deterioration and WFD Improvements will be clarified further through options appraisal process. At the Operational Catchment Scale proposed WINEP3 schemes are cost beneficial. |  |  | 20.0815 | 1 | 0 | 1 | WR | £m | 1 | TMS | 2027-06-28 | 20081500 |  | 20081500 | 1.0295 | 20673587.2301 | 1.1806 | 24.4079 | 0.0397 | 0.08075 |  | 7TW100064
HNL00096 |  |  |  |  | WR | Thames | Hertfordshire and North London | Thames Water Utilities Ltd | 7TW100065 | RIVER RESTORATION PROJECTS - LOWER LEE | Lea Navigation Enfield Lock to Tottenham Locks | GB106038027950 | River | Lee Lower Rivers and Lakes |  |  |  | WFD_IMP_WRFlow | [5 empty] | Adaptive Management | 2025-03-31 | Amber | [5 empty] | Additional water bodies: Lea Navigation (Fieldes Weir to Enfield Lock) & Lee (Tottenham Locks to Bow Locks/Three Mills Locks) | [52 empty] | 10 | [6 empty] | Additional water bodies: Lea Navigation (Fieldes Weir to Enfield Lock) & Lee (Tottenham Locks to Bow Locks/Three Mills Locks) |  |  | 5.594 | 1 | 0 | 1 | WR | £m | 1 | TMS | 2027-04-02 | 5594000 |  | 5594000 | 1.0295 | 5758934.6894 | 1.1806 | 6.7992 | 0.0397 | 0.022494 |  | 7TW100065
THM00552 | Changed |  |  |  | WQ | Thames | Thames | Thames Water Utilities Ltd | 7TW200714 | SHAMLEY GREEN STW | Cranleigh Waters | GB106039017810 | River | Wey |  |  |  | WFD_IMPg | Phosphorus |  |  |  |  | Continuous Discharge | 2024-12-22 | Amber | CSSC.2354 | 501800 | 143800 | [30 empty] | 5350 |  | 0.7 | IRON:4mg/l (95%ile); 8mg/l (Upper Tier) | 2850 | [20 empty] | 2.4 | [9 empty] | 226 | 6000 | 0 | 0 | WWN | £ per p.e. | 1e-06 | TMS | 2026-07-12 | 1356000 | 1284904.0284 | 1284904.0284 | 1.0295 | 1322788.4129 | 1.1806 | 1.5617 | 0.0397 | 0.0051667 |  | 7TW200714
THM00554 | Changed |  |  |  | WQ | Thames | Thames | Thames Water Utilities Ltd | 7TW200716 | SHUTFORD STW | Shutford Stream (Source to Sor Brook) | GB106039037300 | River | Cherwell |  |  |  | WFD_IMPg | Phosphorus |  |  |  |  | Continuous Discharge | 2024-12-22 | Amber | CSSC.1434 | 439000 | 240800 | [30 empty] | 1150 |  | 0.4 | IRON:4mg/l (95%ile); 8mg/l (Upper Tier) | 566 | [20 empty] | 5 | [9 empty] | 1370 | 1800 | 0 | 1 | WWN | £ per p.e. | 1e-06 | TMS | 2025-11-22 | 2466000 | 2336705.9985 | 2336705.9985 | 1.0295 | 2405601.9367 | 1.1806 | 2.8401 | 0.0397 | 0.0093961 |  | 7TW200716
THM00558 | Changed |  |  |  | WQ | Thames | Thames | Thames Water Utilities Ltd | 7TW200720 | South Leigh STW | Chil and Limb Brooks (source to B4044) | GB106039030310 | River | Windrush |  |  |  | WFD_IMPg | Phosphorus |  |  |  |  | Continuous Discharge | 2024-12-22 | Amber | CNTD.0016 | 439400 | 208400 | [30 empty] | 300 |  | 2 | IRON:4mg/l (95%ile); 8mg/l (Upper Tier) | 82 | [20 empty] | 5 | [9 empty] | 3286 | 300 | 0 | 1 | WWN | £ per p.e. | 1e-06 | TMS | 2027-06-21 | 985800 | 934113.8578 | 934113.8578 | 1.0295 | 961655.4701 | 1.1806 | 1.1354 | 0.0397 | 0.0037562 |  | 7TW200720
HNL00222 | Changed |  |  |  | WQ | Thames | Hertfordshire and North London | Thames Water Utilities Ltd | 7TW200111 | STANDON SEWAGE TREATMENT WORKS | Rib (from confluence with Quin to Lee Navigation) | GB106038033360 | River | Lee Upper |  |  |  | WFD_IMPg | Phosphorus |  |  |  |  | Continuous Discharge | 2024-12-22 | Amber | CSSC.2365 | 539700 | 221760 | [30 empty] | 4080 | n/a | 0.4 mg/l | 4mg/l as 95%ile and 8 as Upper Teir | 977 | N/A | [19 empty] | 8.634 |  |  |  |  | No |  | KM improved figure is a best guess by measuring distance between discharges on ARCMap. This is what was suggested in the PR19 guidance on Environmental Outcomes. This means that this amount of KM will move from Bad/Poor to good status. Cost Benefit suggests that this is a feasible scheme under the catchment calculations produced by the Environment Agency. |  |  | 343 | 5100 | 0 | 1 | WWN | £ per p.e. | 1e-06 | TMS | 2028-06-05 | 1749300 | 1657583.0508 | 1657583.0508 | 1.0295 | 1706455.5831 | 1.1806 | 2.0147 | 0.0397 | 0.0066653 |  | 7TW200111
HNL00212 | Changed |  |  |  | WQ | Thames | Hertfordshire and North London | Thames Water Utilities Ltd | 7TW200101 | STANFORD RIVERS SEWAGE TREATMENT WORKS | Lower Roding (Cripsey Bk to Loughton) | GB106037033500 | River | Roding Beam and Ingrebourne |  |  |  | WFD_IMPg | Phosphorus |  |  |  |  | Continuous Discharge | 2024-12-22 | Amber | CEYR.0046 | 554600 | 199610 | [30 empty] | 8340 | n/a | 0.25 mg/l | 4mg/l as 95%ile and 8 as Upper Teir | 4210 | N/A | [19 empty] | 9.2 |  |  |  |  | No |  | KM improved figure is a best guess by measuring distance between discharges on ARCMap. This is what was suggested in the PR19 guidance on Environmental Outcomes. This means that this amount of KM will move from Poor to Good status. Cost Benefit suggests that this is a feasible scheme under the catchment calculations produced by the Environment Agency. |  |  | 754 | 9800 | 0 | 1 | WWN | £ per p.e. | 1e-06 | TMS | 2029-02-12 | 7389200 | 7001779.3853 | 7001779.3853 | 1.0295 | 7208221.3424 | 1.1806 | 8.5103 | 0.0397 | 0.028155 |  | 7TW200101
HNL00225 | Changed |  |  |  | WQ | Thames | Hertfordshire and North London | Thames Water Utilities Ltd | 7TW200114 | STANSTED MOUNTFITCHETT SEWAGE TREATMENT WORKS | Stort and Bourne Brook | GB106038033340 | River | Lee Upper |  |  |  | WFD_IMPg | Phosphorus |  |  |  |  | Continuous Discharge | 2024-12-22 | Amber | CLCR.0165 | 551300 | 224800 | [30 empty] | 11048 | n/a | 0.25 mg/l | 4mg/l as 95%ile and 8 as Upper Teir | 2650 | N/A | [19 empty] | 6.822 |  |  |  |  | No |  | KM improved figure is a best guess by measuring distance between discharges on ARCMap. This is what was suggested in the PR19 guidance on Environmental Outcomes. This means that this amount of KM will move from Poor to good status. The improvements in the P levels at this works will help drive the SSSI investigation on the Hunsdon Mead Meadows and allow investigation into what a suitable P target will be for this site. Cost Benefit suggests that this is a feasible scheme under the catchment calculations produced by the Environment Agency. |  |  | 754 | 12200 | 0 | 1 | WWN | £ per p.e. | 1e-06 | TMS | 2026-06-21 | 9198800 | 8716500.8674 | 8716500.8674 | 1.0295 | 8973500.0385 | 1.1806 | 10.5944 | 0.0397 | 0.03505 |  | 7TW200114
THM00561 | Changed |  |  |  | WQ | Thames | Thames | Thames Water Utilities Ltd | 7TW200723 | STANTON HARCOURT STW | Chil and Limb Brooks (source to B4044) | GB106039030310 | River | Windrush |  |  |  | WFD_IMPg | Phosphorus |  |  |  |  | Continuous Discharge | 2024-12-22 | Amber | CSSC.1439 | 442100 | 206000 | [30 empty] | 340 |  | 0.6 | IRON:4mg/l (95%ile); 8mg/l (Upper Tier) | 760 | [20 empty] | 5 | [9 empty] | 1370 | 1700 | 0 | 1 | WWN | £ per p.e. | 1e-06 | TMS | 2027-07-11 | 2329000 | 2206888.9986 | 2206888.9986 | 1.0295 | 2271957.3846 | 1.1806 | 2.6823 | 0.0397 | 0.0088741 |  | 7TW200723
THM00562 | Changed |  |  |  | WQ | Thames | Thames | Thames Water Utilities Ltd | 7TW200724 | TETSWORTH STW | Latchford Brook at Tetsworth | GB106039023830 | River | Thame |  |  |  | WFD_IMPg | Phosphorus |  |  |  |  | Continuous Discharge | 2024-12-22 | Amber | CNTD.0018 | 468500 | 202500 | [30 empty] | 1120 |  | 0.4 | IRON:4mg/l (95%ile); 8mg/l (Upper Tier) | 324 | [20 empty] | 7.4 | [9 empty] | 1370 | 1200 | 0 | 1 | WWN | £ per p.e. | 1e-06 | TMS | 2026-12-22 | 1644000 | 1557803.999 | 1557803.999 | 1.0295 | 1603734.6244 | 1.1806 | 1.8934 | 0.0397 | 0.0062641 |  | 7TW200724
HNL00213 | Changed |  |  |  | WQ | Thames | Hertfordshire and North London | Thames Water Utilities Ltd | 7TW200102 | THEYDON BOIS SEWAGE TREATMENT WORKS | Brookhouse Brook | GB106037033500 | River | Roding Beam and Ingrebourne |  |  |  | WFD_IMPg | Phosphorus |  |  |  |  | Continuous Discharge | 2024-12-22 | Amber | CSSC.0294 | 547800 | 298000 | [30 empty] | 4064 | n/a | 0.25 mg/l | 4mg/l as 95%ile and 8 as Upper Teir | 3440 | N/A | [19 empty] | 0.2 |  |  |  |  | No |  | KM improved figure is a best guess by measuring distance between discharges on ARCMap. This is what was suggested in the PR19 guidance on Environmental Outcomes. This means that this amount of KM will move from Poor to Good status. The improvements in the P levels at this works will help drive the SSSI investigation on the Roding Meadows and allow investigation into what a suitable P target will be for this site. Cost Benefit suggests that this is a feasible scheme under the catchment calculations produced by the Environment Agency. |  |  | 1500 | 5000 | 0 | 1 | WWN | £ per p.e. | 1e-06 | TMS | 2026-07-19 | 7500000 | 7106770.0685 | 7106770.0685 | 1.0295 | 7316307.5933 | 1.1806 | 8.6379 | 0.0397 | 0.028577 |  | 7TW200102
HNL00209 | Changed |  |  |  | WQ | Thames | Hertfordshire and North London | Thames Water Utilities Ltd | 7TW200098 | THORNWOOD COMMON SEWAGE TREATMENT WORKS | Cripsey Brook | GB106037033500 | River | Roding Beam and Ingrebourne |  |  |  | WFD_IMPg | Phosphorus |  |  |  |  | Continuous Discharge | 2024-12-22 | Amber | CSSC.1445 | 547700 | 105000 | [30 empty] | 950 | n/a | 0.25 mg/l | 4mg/l as 95%ile and 8 as Upper Teir | 242 | N/A | [19 empty] | 6.5 |  |  |  |  | No |  | KM improved figure is a best guess by measuring distance between discharges on ARCMap. This is what was suggested in the PR19 guidance on Environmental Outcomes. This means that this amount of KM will move from Poor to Good status. Cost Benefit suggests that this is a feasible scheme under the catchment calculations produced by the Environment Agency. |  |  | 3415 | 1400 | 0 | 1 | WWN | £ per p.e. | 1e-06 | TMS | 2027-01-23 | 4781000 | 4530329.0263 | 4530329.0263 | 1.0295 | 4663902.2138 | 1.1806 | 5.5064 | 0.0397 | 0.018217 |  | 7TW200098
KSL00401 | Addition |  |  |  | WR | Thames | Kent South London and East Sussex | Thames Water Utilities Ltd | 7TW300092 | Upper Cray Restoration | Upper Cray | GB106040023990 | River | Cray and Shuttle |  |  |  | WFD_IMP_WRFlow | [5 empty] | Adaptive Management | 2024-12-22 | Amber | 9/40/01/0124/GR, 9/40/01/0127/GR | 546695 | 166819 |  |  | Waterbody scale Adaptive Management | [36 empty] | West Kent Darent and Cray Chalk | GB40601G501800 | CAT2 | London | [12 empty] | 1.37 | [9 empty] | 6.2816 | 1 | 0 | 1 | WR | £m | 1 | TMS | 2027-03-14 | 6281600 |  | 6281600 | 1.0295 | 6466808.0345 | 1.1806 | 7.6349 | 0.0397 | 0.025259 |  | 7TW300092
KSL00045 | Changed |  |  |  | WR | Thames | Kent South London and East Sussex | Thames Water Utilities Ltd | 7TW100009 | Upper Darent Restoration - SUNDRIDGE PUMPING STATION | Upper Darent | GB106040024221 | River | Darent |  |  |  | WFD_IMP_WRFlow | [5 empty] | Adaptive Management | 2024-12-22 | Amber | 9/40/01/0123/GR | 548965 | 155677 |  |  | Waterbody scale implementation following options appraisal in AMP6 considering Sundridge PS, Westerham PS; SEW sources; and SESW sources in the Upper Darent catchment. Measures to be carried out in AMP7 (on the Upper Darent between Westerham and Otford) will increase low flow resilience and post-drought recovery, including restoration measures such as bank reprofiling, deflector installation, bed re-profiling and tree work (re shading). | [36 empty] | Kent Greensand Western | GB40601G500500 | CAT 2 | London | [12 empty] | 2.15 | [9 empty] | 6.2816 | 1 | 0 | 1 | WR | £m | 1 | TMS | 2027-03-14 | 6281600 |  | 6281600 | 1.0295 | 6466808.0345 | 1.1806 | 7.6349 | 0.0397 | 0.025259 |  | 7TW100009
KSL00049 | Changed |  |  |  | WR | Thames | Kent South London and East Sussex | Thames Water Utilities Ltd | 7TW100081 | Upper Darent Restoration - WESTERHAM HILL PS | Upper Darent | GB106040024221 | River | Darent |  |  |  | WFD_IMP_WRFlow | [5 empty] | Adaptive Management | 2024-12-22 | Amber | 9/40/01/0119/GR | 542869 | 155809 |  |  | Waterbody scale implementation following options appraisal in AMP6 considering Sundridge PS, Westerham PS; SEW sources; and SESW sources in the Upper Darent catchment. Measures to be carried out in AMP7 (on the Upper Darent between Westerham and Otford) will increase low flow resilience and post-drought recovery, including restoration measures such as bank reprofiling, deflector installation, bed re-profiling and tree work (re shading). | [36 empty] | West Kent Darent and Cray Chalk | GB40601G501800 | CAT 2 | London | [12 empty] | 2.15 | [9 empty] | 6.2816 | 1 | 0 | 1 | WR | £m | 1 | TMS | 2027-03-14 | 6281600 |  | 6281600 | 1.0295 | 6466808.0345 | 1.1806 | 7.6349 | 0.0397 | 0.025259 |  | 7TW100081
THM00564 | Changed |  |  |  | WQ | Thames | Thames | Thames Water Utilities Ltd | 7TW200726 | WADDESDON STW | Fleet Marston Brook, Denham Brook, Pitchcott Brook west | GB106039030420 | River | Thame |  |  |  | WFD_IMPg | Phosphorus |  |  |  |  | Continuous Discharge | 2024-12-22 | Amber | CNTD.0052 | 474870 | 217900 | [30 empty] | 3450 |  | 0.5 | IRON:4mg/l (95%ile); 8mg/l (Upper Tier) | 680 | [20 empty] | 6.8 | [9 empty] | 474 | 3800 | 0 | 1 | WWN | £ per p.e. | 1e-06 | TMS | 2026-06-10 | 1801200 | 1706761.8996 | 1706761.8996 | 1.0295 | 1757084.4316 | 1.1806 | 2.0745 | 0.0397 | 0.006863 |  | 7TW200726
THM00567 | Changed |  |  |  | WQ | Thames | Thames | Thames Water Utilities Ltd | 7TW200729 | WATLINGTON STW | Chalgrove Brook | GB106039023740 | River | Thame |  |  |  | WFD_IMPg | Phosphorus |  |  |  |  | Continuous Discharge | 2024-12-22 | Amber | CSSC.2329 | 467400 | 195400 | [30 empty] | 2790 |  | 0.6 | IRON:4mg/l (95%ile); 8mg/l (Upper Tier) | 2000 | [20 empty] | 9.6 | [9 empty] | 474 | 3100 | 0 | 1 | WWN | £ per p.e. | 1e-06 | TMS | 2026-08-15 | 1469400 | 1392358.3918 | 1392358.3918 | 1.0295 | 1433410.9837 | 1.1806 | 1.6923 | 0.0397 | 0.0055988 |  | 7TW200729
HNL00217 | Changed |  |  |  | WQ | Thames | Hertfordshire and North London | Thames Water Utilities Ltd | 7TW200106 | WESTON (HERTS) SEWAGE TREATMENT WORKS | Beane (Source to Stevenage Brook) | GB106038040110 | River | Lee Upper |  |  |  | WFD_IMPg | Phosphorus |  |  |  |  | Continuous Discharge | 2024-12-22 | Amber | CLCR.0097 | 527570 | 229600 | [30 empty] | 878 | n/a | 0.4 mg/l | 4mg/l as 95%ile and 8 as Upper Teir | 244 | N/A | [19 empty] | 27.588 |  |  |  |  | No |  | KM improved figure is a best guess by measuring distance between discharges on ARCMap. This is what was suggested in the PR19 guidance on Environmental Outcomes. This means that this amount of KM will move from moderate to good status for whole waterbody give or take 5km.Cost Benefit suggests that this is a feasible scheme under the catchment calculations produced by the Environment Agency. |  |  | 2060 | 900 | 0 | 1 | WWN | £ per p.e. | 1e-06 | TMS | 2027-06-21 | 1854000 | 1756793.5609 | 1756793.5609 | 1.0295 | 1808591.2371 | 1.1806 | 2.1353 | 0.0397 | 0.0070642 |  | 7TW200106
THM00569 | Changed |  |  |  | WQ | Thames | Thames | Thames Water Utilities Ltd | 7TW200731 | WESTON-ON-THE-GREEN SEWAGE WORKS | Gallos Brook | GB106039030130 | River | Oxon Ray |  |  |  | WFD_IMPg | Phosphorus |  |  |  |  | Continuous Discharge | 2024-12-22 | Amber | CNTD.0054 | 453600 | 217400 | [30 empty] | 530 |  | 0.8 | IRON:4mg/l (95%ile); 8mg/l (Upper Tier) | 243 | [20 empty] | 4.1 | [9 empty] | 1945 | 600 | 0 | 1 | WWN | £ per p.e. | 1e-06 | TMS | 2026-08-30 | 1167000 | 1105813.4227 | 1105813.4227 | 1.0295 | 1138417.4615 | 1.1806 | 1.3441 | 0.0397 | 0.0044466 |  | 7TW200731
THM00571 | Changed |  |  |  | WQ | Thames | Thames | Thames Water Utilities Ltd | 7TW200733 | WISLEY STW | Wey (Shalford to River Thames confluence at Weybridge) | GB106039017630 | River | Wey |  |  |  | WFD_IMPg | Phosphorus |  |  |  |  | Continuous Discharge | 2024-12-22 | Amber | CTCR.0780 | 506000 | 159900 | [30 empty] | 25500 | 2 | 0.25 | IRON:4mg/l (95%ile); 8mg/l (Upper Tier) | 6782 | [20 empty] | 2.4 | [9 empty] | 438 | 27300 | 0 | 0 | WWN | £ per p.e. | 1e-06 | TMS | 2027-10-09 | 11957400 | 11330465.6556 | 11330465.6556 | 1.0295 | 11664535.5221 | 1.1806 | 13.7715 | 0.0397 | 0.045561 |  | 7TW200733
THM00572 | Changed |  |  |  | WQ | Thames | Thames | Thames Water Utilities Ltd | 7TW200734 | WOKING STW | Wey (Shalford to River Thames confluence at Weybridge) | GB106039017630 | River | Wey |  |  |  | WFD_IMPg | Phosphorus |  |  |  |  | Continuous Discharge | 2024-12-22 | Amber | CASM.0308 | 503200 | 157400 | [30 empty] | 78300 | 2 | 0.25 | IRON:4mg/l (95%ile); 8mg/l (Upper Tier) | 19394 | [20 empty] | 2.4 | [9 empty] | 55 | 90100 | 0 | 0 | WWN | £ per p.e. | 1e-06 | TMS | 2027-10-20 | 4955500 | 4695679.8766 | 4695679.8766 | 1.0295 | 4834128.3038 | 1.1806 | 5.7073 | 0.0397 | 0.018882 |  | 7TW200734
KSL00235 | Changed |  |  |  | WQ | Thames | Kent South London and East Sussex | Thames Water Utilities Ltd | 7TW200156 | Burstow wwtw | Burstow Stream | GB106039017520 | River | Mole Upper Trib |  |  |  | WFD_IMPm | Phosphorus |  |  |  |  | Continuous Discharge | 2024-12-22 | Amber | CASM.0095 | 530500 | 143800 | [30 empty] | 10774 |  | 0.3 mean | Fe: 4mg/l (95%) 8mg/l (UT) | 1596 | [20 empty] | 4.1 | [9 empty] | 754 | 11100 | 0 | 0 | WWN | £ per p.e. | 1e-06 | TMS | 2025-04-07 | 8369400 | 7930586.8548 | 7930586.8548 | 1.0295 | 8164413.9695 | 1.1806 | 9.6392 | 0.0397 | 0.03189 |  | 7TW200156
THM00536 | Changed |  |  |  | WQ | Thames | Thames | Thames Water Utilities Ltd | 7TW200698 | KINGSTON BAGPUIZE STW | Ock and tributaries (Land Brook confluence to Thames) | GB106039023430 | River | Ock |  |  |  | WFD_IMPg | Ammonia |  |  |  |  | Continuous Discharge | 2024-12-22 | Amber | CTCR.2011 | 440200 | 197400 | [30 empty] | 3040 | 7 | 3 |  | 633 | [20 empty] | 2 | [9 empty] | 2.951 | 1 | 0 | 1 | WWN | £m | 1 | TMS | 2027-01-30 | 2951000 | 2796277.1296 | 2796277.1296 | 1.0295 | 2878723.161 | 1.1806 | 3.3987 | 0.0397 | 0.011244 |  | 7TW200698
THM00570 | Changed |  |  |  | WQ | Thames | Thames | Thames Water Utilities Ltd | 7TW200732 | WINGRAVE STW | Thame upstream of Aylesbury | GB106039030410 | River | Thame |  |  |  | WFD_IMPg | Phosphorus |  |  |  |  | Continuous Discharge | 2024-12-22 | Amber | CSSC.2320 | 486400 | 218700 | [30 empty] | 1410 |  | 0.7 | IRON:4mg/l (95%ile); 8mg/l (Upper Tier) | 538 | [20 empty] | 10 | [9 empty] | 794 | 1800 | 0 | 1 | WWN | £ per p.e. | 1e-06 | TMS | 2025-08-16 | 1429200 | 1354266.1042 | 1354266.1042 | 1.0295 | 1394195.575 | 1.1806 | 1.646 | 0.0397 | 0.0054456 |  | 7TW200732

## WINEP_Inputs_NWT
WINEP3 Update March 2019 | [6 empty] | National Full data set
FBG Detail
VERSION 1 | [33 empty] | SSSI/N2K/Ramsar |  |  |  |  | Eels |  | NERC Driver | [7 empty] | INNS |  | MCZ | Water Quality Detail | [22 empty] | Water Resource Detail | [9 empty] | Environmental Outcome | [9 empty] | WINEP model inputs
WINEPID | Change Log Winep 2 to 3 | NEW Column. Has an alteration to this measure been made? If Y then please refer to alterations log. | Application in determination by NPS? | Has a permit been issued? | Function | RBD | Area | Water Company | Unique ID * (completed on company collation) | Scheme Name/Name of Investigation/Site Name/Licence name | Name of Waterbody | Waterbody ID | Water Body Type(s) | WFD Operational Catchment | Blank Column | Blank Column | Blank Column | Driver Code (Primary) | Further Driver Code Information (related to the primary driver if applicable) | Driver Code (Secondary) | Further Driver Code Information (related to the secondary driver if applicable) | Driver Code (Tertiary) | Further Driver Code Information (related to the tertiary driver if applicable) | Measure Type | Completion Date (DD/MM/YY) | Level of Certainty? (P= Purple, R=Red, A=Amber, G=Green | Abstraction Licence/ Permit, Obstruction ID or No Obstruction ID | Eastings | Northings | Investigation Type | Investigation Scope | Implementation Scope | Groundwater Measures Information | Name of SSSI (if applicable) | Name of N2K/Ramsar site (if applicable) | SSSI/N2K/Ramsar Unit ID | SSSI/N2K/Ramsar Area of Unit (Hectares) | Justification for Action/Investigation | Eel Priority Status | Eel Improvement Type | Primary Type of Priority Habitat Created or Restored/Improved | Secondary Type of Priority Habitat Created or Restored/Improved | Other Priority Habitat Created or Restored/Improved | Type of Action Taken | Units Recorded (Hectare or km) | Number of Hectares or Kms | Name of Priority Species | Name of High Risk of Extinction Species | INNS Control Measure | INNS Species (if applicable) | Name of MCZ | Name of Bathing Water (where applicable) | Name of Shellfish Water (where applicable) | Chemical of Interest (for chemicals measures only) | Groundwater Chemicals | Drinking Water Inspectorate - Undertaking or Notice Y/N | DrWPA Substances at Risk (if applicable) | Safeguard Zone Name (if applicable) | Safeguard Zone ID (if applicable) | Population Equivalent for STWs | Current Permit Limit (mg/l) | Proposed Permit Limit (mg/l) | Proposed Iron or Aluminium Limits (for Phosphorus measures only) | Current DWF (m3/d) | Proposed DWF (m3/d) (if applicable) | Proposed Permit Limit Other | Catchment Measure Actions | Unsustainable Abstraction System Code | Linked Groundwater Body Name | Linked Groundwater Body ID | Licence Category | Water Resource Zone (WRZ) | WR HMWB Flag (X) | Scheme Relates to Following Missing Mitigation Measures (HMWB only) | Annual Licence Volume (Ml/a) | Daily Licence Volume (Ml/d) | Aggregate Licence (x) | Sustainability Change (to Annual Licence Volume) Ml/a | Sustainability Change (to Daily Licence Volume) Ml/d | Sustainability Change (to HoF Condition) Ml/d | *NEW* Water returned to the environment (Reduction in actual abstraction) ML/d | New Annual Licence Volume (Ml/a) | New Daily Licence Volume (Ml/d) | New HoF Condition (Ml/d) | Quantitative Km River Length Improved or Protected | Quantitative Area (km2) Improved or Protected | Volume (Ml/yr) Drinking Water Protected | Hectares of Designated Site (HD/RAMSAR/ SSSI) Restored or Improved | *NEW* INNS ,No Det outcome - Km2 of land with reduced risk of INNS | Delivers Additional FCERM Benefits (Y/N) | Delivers on Salmon 5-Point Action Plan | Additional Comments | CPS Reference | Flow Categorisation 1= PR19 Synergy 2= WFD failure 3= Neither | Allowed totex unit rate | Quantity proposed in PR19 FD | Quantity Delivered | 1 = In PR19, funded 0 = In PR19, not funded | Price Control | Unit | Unit Conversion to £m | Company | Completion date (EA or Water Company) | Allowed totex unit rate in 2017/18 prices before adjustment - £ | Adjustment - £ | Allowed totex unit rate in 2017/18 prices after adjustment - £ | PR19 WACC | Allowed totex unit rate in 2017/18 prices after adjustment & PR19 WACC - £ | CPIH adjustment (2017/18) | Allowed totex unit rate in 2022/23 prices after adjustment & PR19 WACC - £m | PR24 WACC | Allowed totex unit rate in 2022/23 prices after adjustment - £m per month | AoN | Unique ID after AoN scenario
GMC00070 | Changed |  |  |  | WQ | North West | Greater Manchester, Merseyside and Cheshire | United Utilities | 7UU200519 | Failsworth WwTW | Medlock (Lumb Brook to Irwell) | GB112069061152 | River | Roch Irk Medlock |  |  |  | U_IMP2 | Phosphorus |  |  |  |  | Continuous Discharge | 2026-05-12 | Amber | 016983268 | 389600 | 399710 | [30 empty] | 21576 |  | 2 | Iron 4mg/l LUT 8mg/l UT | 6180 | [20 empty] | 10.1 |  |  |  |  | No |  | Medlock & Lower Irwell Candidate for Sensitive Area (Eutrophic). Waterbodies GB112069061452 & GB112069061152 are included in the designation. |  |  | 156 | 21412 | 0 | 1 | WWN | £ per pe | 1e-06 | NWT | 2026-05-12 | 3340272 |  | 3340272 | 1.0295 | 3438757.2922 | 1.1806 | 4.0599 | 0.0397 | 0.013432 |  | 7UU200519
GMC00068 | Changed |  |  |  | WQ | North West | Greater Manchester, Merseyside and Cheshire | United Utilities | 7UU200517 | Glossop WwTW | Etherow (Glossop Brook to Goyt) | GB112069061050 | River | Goyt Etherow Tame |  |  |  | U_IMP2 | Phosphorus |  |  |  |  | Continuous Discharge | 2026-05-12 | Amber | 016940172 | 399930 | 394160 | [30 empty] | 35994 |  | 2 | Iron 4mg/l LUT 8mg/l UT | 14800 | [20 empty] | 14.3 |  |  |  |  | No | Recovering Salmon River | Goyt & Etherow Candidate for Sensitive Area (Eutrophic). Waterbodies GB112069061050, GB112069060960, GB112069061000 are included in the designation. |  |  | 36 | 35994 | 0 | 1 | WWN | £ per pe | 1e-06 | NWT | 2026-05-12 | 1295784 |  | 1295784 | 1.0295 | 1333989.1719 | 1.1806 | 1.575 | 0.0397 | 0.0052105 |  | 7UU200517
GMC00067 | Changed |  |  |  | WQ | North West | Greater Manchester, Merseyside and Cheshire | United Utilities | 7UU200516 | Hazel Grove WwTW | Goyt (Etherow to Mersey) | GB112069061000 | River | Goyt Etherow Tame |  |  |  | U_IMP2 | Phosphorus |  |  |  |  | Continuous Discharge | 2026-05-12 | Amber | 016940175 | 393120 | 389440 | [30 empty] | 47299 |  | 2 | Iron 4mg/l LUT 8mg/l UT | 14660 | [20 empty] | 6.5 |  |  |  |  | No | Recovering Salmon River | Goyt & Etherow Candidate for Sensitive Area (Eutrophic). Waterbodies GB112069061050, GB112069060960, GB112069061000 are included in the designation. |  |  | 36 | 46662 | 0 | 1 | WWN | £ per pe | 1e-06 | NWT | 2026-05-12 | 1679832 |  | 1679832 | 1.0295 | 1729360.5251 | 1.1806 | 2.0417 | 0.0397 | 0.0067548 |  | 7UU200516
GMC00064 | Changed |  |  |  | WQ | North West | Greater Manchester, Merseyside and Cheshire | United Utilities | 7UU200513 | Knutsford WwTW | Birkin Brook - Source to Mobberley Brook | GB112069061340 | River | Bollin Dean Mersey Upper |  |  |  | U_IMP2 | Phosphorus |  |  |  |  | Continuous Discharge | 2026-05-12 | Amber | 016910007 | 376780 | 380040 | [30 empty] | 14178 |  | 2 | Iron 4mg/l LUT 8mg/l UT | 4000 | [20 empty] | 5.5 |  |  |  |  | No | Recovering Salmon River | Bollin & Birkin Brook Candidate for Sensitive Area (Eutrophic). Waterbodies GB112069061370, GB112069061340, GB112069061320, GB112069061381, GB112069061382 are included in the designation. |  |  | 156 | 14178 | 0 | 1 | WWN | £ per pe | 1e-06 | NWT | 2026-05-12 | 2211768 |  | 2211768 | 1.0295 | 2276980.2396 | 1.1806 | 2.6883 | 0.0397 | 0.0088937 |  | 7UU200513
GMC00063 | Changed |  |  |  | WQ | North West | Greater Manchester, Merseyside and Cheshire | United Utilities | 7UU200512 | Macclesfield WwTW | Bollin (Source to Dean) | GB112069061320 | River | Bollin Dean Mersey Upper |  |  |  | U_IMP2 | Phosphorus |  |  |  |  | Continuous Discharge | 2026-05-12 | Amber | 016910009 | 389340 | 378690 | [30 empty] | 74029 |  | 2 | Iron 4mg/l LUT 8mg/l UT | 28500 | [20 empty] | 10.1 |  |  |  |  | No | Recovering Salmon River | Bollin & Birkin Brook Candidate for Sensitive Area (Eutrophic). Waterbodies GB112069061370, GB112069061340, GB112069061320, GB112069061381, GB112069061382 are included in the designation. |  |  | 36 | 74029 | 0 | 1 | WWN | £ per pe | 1e-06 | NWT | 2026-05-12 | 2665044 |  | 2665044 | 1.0295 | 2743620.7258 | 1.1806 | 3.2392 | 0.0397 | 0.010716 |  | 7UU200512
GMC00071 | Changed |  |  |  | WQ | North West | Greater Manchester, Merseyside and Cheshire | United Utilities | 7UU200520 | Oldham WwTW | Wince Brook | GB112069061120 | River | Roch Irk Medlock |  |  |  | U_IMP2 | Phosphorus |  |  |  |  | Continuous Discharge | 2026-05-12 | Amber | 016950038 | 389250 | 404310 | [30 empty] | 161356 |  | 1 | Iron 2.5mg/l LUT 8mg/l UT | 56400 | [20 empty] | 5.7 |  |  |  |  | No |  | Medlock & Lower Irwell Candidate for Sensitive Area (Eutrophic). Waterbodies GB112069061452 & GB112069061152 are included in the designation. |  |  | 36 | 161356 | 0 | 1 | WWN | £ per pe | 1e-06 | NWT | 2026-05-12 | 5808816 |  | 5808816 | 1.0295 | 5980084.3702 | 1.1806 | 7.0603 | 0.0397 | 0.023358 |  | 7UU200520
GMC00072 | Changed |  |  |  | WQ | North West | Greater Manchester, Merseyside and Cheshire | United Utilities | 7UU200521 | St Helens WwTW | Sankey Brook (Rainford Brook to Mersey) | GB112069061200 | River | Sankey |  |  |  | U_IMP2 | Phosphorus |  |  |  |  | Continuous Discharge | 2026-05-12 | Amber | 016920130 | 353730 | 395890 | [30 empty] | 137563 |  | 1 | Iron 3.5mg/l LUT 8mg/l UT | 47670 | [20 empty] | 12.4 |  |  |  |  | No |  | Sankey Brook - St Helens STW to confluence with the River Mersey Candidate for Sensitive Area (Eutrophic). Waterbody GB112069061200 is included in the designation. |  |  | 36 | 131610 | 0 | 1 | WWN | £ per pe | 1e-06 | NWT | 2026-05-12 | 4737960 |  | 4737960 | 1.0295 | 4877655.0234 | 1.1806 | 5.7587 | 0.0397 | 0.019052 |  | 7UU200521
GMC00069 | Changed |  |  |  | WQ | North West | Greater Manchester, Merseyside and Cheshire | United Utilities | 7UU200518 | Whaley Bridge WwTW | River Goyt (Sett to Etherow) | GB112069060880 | River | Goyt Etherow Tame |  |  |  | U_IMP2 | Phosphorus |  |  |  |  | Continuous Discharge | 2026-05-12 | Amber | 016940184 | 401250 | 383220 | [30 empty] | 15495 |  | 2 | Iron 4mg/l LUT 8mg/l UT | 7960 | [20 empty] | 10 |  |  |  |  | No | Recovering Salmon River | Goyt & Etherow Candidate forSensitive Area (Eutrophic). Waterbodies GB112069061050, GB112069060960, GB112069061000 are included in the designation. |  |  | 36 | 38483 | 0 | 1 | WWN | £ per pe | 1e-06 | NWT | 2026-05-12 | 1385388 |  | 1385388 | 1.0295 | 1426235.0753 | 1.1806 | 1.6839 | 0.0397 | 0.0055708 |  | 7UU200518
GMC00066 | Changed |  |  |  | WQ | North West | Greater Manchester, Merseyside and Cheshire | United Utilities | 7UU200515 | Wilmslow WwTW | Dean (Bollington to Bollin) | GB112069061360 | River | Bollin Dean Mersey Upper |  |  |  | U_IMP2 | Phosphorus |  |  |  |  | Continuous Discharge | 2026-05-12 | Amber | 016910014 | 384129 | 382335 | [30 empty] | 23711 |  | 2 | Iron 4mg/l LUT 8mg/l UT | 9000 | [20 empty] | 27.7 |  |  |  |  | No | Recovering Salmon River | Bollin & Birkin Brook Candidate for Sensitive Area (Eutrophic). Waterbodies GB112069061370, GB112069061340, GB112069061320, GB112069061381, GB112069061382 are included in the designation. |  |  | 156 | 23711 | 0 | 1 | WWN | £ per pe | 1e-06 | NWT | 2026-05-12 | 3698916 |  | 3698916 | 1.0295 | 3807975.6284 | 1.1806 | 4.4958 | 0.0397 | 0.014874 |  | 7UU200515

## WINEP_Inputs_WSX
WINEP3 Update March 2019 | [6 empty] | National Full data set
FBG Detail
VERSION 1 | [33 empty] | SSSI/N2K/Ramsar |  |  |  |  | Eels |  | NERC Driver | [7 empty] | INNS |  | MCZ | Water Quality Detail | [22 empty] | Water Resource Detail | [9 empty] | Environmental Outcome | [9 empty] | WINEP model inputs
WINEPID | Change Log Winep 2 to 3 | NEW Column. Has an alteration to this measure been made? If Y then please refer to alterations log. | Application in determination by NPS? | Has a permit been issued? | Function | RBD | Area | Water Company | Unique ID * (completed on company collation) | Scheme Name/Name of Investigation/Site Name/Licence name | Name of Waterbody | Waterbody ID | Water Body Type(s) | WFD Operational Catchment | Blank Column | Blank Column | Blank Column | Driver Code (Primary) | Further Driver Code Information (related to the primary driver if applicable) | Driver Code (Secondary) | Further Driver Code Information (related to the secondary driver if applicable) | Driver Code (Tertiary) | Further Driver Code Information (related to the tertiary driver if applicable) | Measure Type | Completion Date (DD/MM/YY) | Level of Certainty? (P= Purple, R=Red, A=Amber, G=Green | Abstraction Licence/ Permit, Obstruction ID or No Obstruction ID | Eastings | Northings | Investigation Type | Investigation Scope | Implementation Scope | Groundwater Measures Information | Name of SSSI (if applicable) | Name of N2K/Ramsar site (if applicable) | SSSI/N2K/Ramsar Unit ID | SSSI/N2K/Ramsar Area of Unit (Hectares) | Justification for Action/Investigation | Eel Priority Status | Eel Improvement Type | Primary Type of Priority Habitat Created or Restored/Improved | Secondary Type of Priority Habitat Created or Restored/Improved | Other Priority Habitat Created or Restored/Improved | Type of Action Taken | Units Recorded (Hectare or km) | Number of Hectares or Kms | Name of Priority Species | Name of High Risk of Extinction Species | INNS Control Measure | INNS Species (if applicable) | Name of MCZ | Name of Bathing Water (where applicable) | Name of Shellfish Water (where applicable) | Chemical of Interest (for chemicals measures only) | Groundwater Chemicals | Drinking Water Inspectorate - Undertaking or Notice Y/N | DrWPA Substances at Risk (if applicable) | Safeguard Zone Name (if applicable) | Safeguard Zone ID (if applicable) | Population Equivalent for STWs | Current Permit Limit (mg/l) | Proposed Permit Limit (mg/l) | Proposed Iron or Aluminium Limits (for Phosphorus measures only) | Current DWF (m3/d) | Proposed DWF (m3/d) (if applicable) | Proposed Permit Limit Other | Catchment Measure Actions | Unsustainable Abstraction System Code | Linked Groundwater Body Name | Linked Groundwater Body ID | Licence Category | Water Resource Zone (WRZ) | WR HMWB Flag (X) | Scheme Relates to Following Missing Mitigation Measures (HMWB only) | Annual Licence Volume (Ml/a) | Daily Licence Volume (Ml/d) | Aggregate Licence (x) | Sustainability Change (to Annual Licence Volume) Ml/a | Sustainability Change (to Daily Licence Volume) Ml/d | Sustainability Change (to HoF Condition) Ml/d | *NEW* Water returned to the environment (Reduction in actual abstraction) ML/d | New Annual Licence Volume (Ml/a) | New Daily Licence Volume (Ml/d) | New HoF Condition (Ml/d) | Quantitative Km River Length Improved or Protected | Quantitative Area (km2) Improved or Protected | Volume (Ml/yr) Drinking Water Protected | Hectares of Designated Site (HD/RAMSAR/ SSSI) Restored or Improved | *NEW* INNS ,No Det outcome - Km2 of land with reduced risk of INNS | Delivers Additional FCERM Benefits (Y/N) | Delivers on Salmon 5-Point Action Plan | Additional Comments | CPS Reference | Flow Categorisation 1= PR19 Synergy 2= WFD failure 3= Neither | Allowed totex unit rate | Quantity proposed in PR19 FD | Quantity Delivered | 1 = In PR19, funded 0 = In PR19, not funded | Price Control | Unit | Unit Conversion to £m | Company | Completion date (EA or Water Company) | Allowed totex unit rate in 2017/18 prices before adjustment - £ | Adjustment - £ | Allowed totex unit rate in 2017/18 prices after adjustment - £ | PR19 WACC | Allowed totex unit rate in 2017/18 prices after adjustment & PR19 WACC - £ | CPIH adjustment (2017/18) | Allowed totex unit rate in 2022/23 prices after adjustment & PR19 WACC - £m | PR24 WACC | Allowed totex unit rate in 2022/23 prices after adjustment - £m per month | AoN | Unique ID after AoN scenario
WSX00106 | Changed |  |  |  | WQ | Severn | Wessex | Wessex Water Service Ltd | 7WW200093 | BLAGDON STW | Yeo - source to conf Congresbury Yeo | GB109052021640 | River | North Somerset Streams |  |  |  | WFD_IMPg | Phosphorus |  |  |  |  | Continuous Discharge | 2026-12-22 | Amber | 070005 | 350180 | 160000 | [30 empty] | 968 | none | 0.5 | FE 4mg/l 95%ile, 8mg/l max, Al 2mg/l | 425 | [20 empty] | 6.73 | [9 empty] | 0.64577 | 1 | - | 1 | WWN | £m | 1 | WSX | 2026-12-22 | 645767.2 |  | 645767.2 | 1.0295 | 664807.1379 | 1.1806 | 0.78489 | 0.0397 | 0.0025967 |  | 7WW200093

## WINEP_Inputs_YKY
WINEP3 Update March 2019 | [6 empty] | National Full data set
FBG Detail
VERSION 1 | [33 empty] | SSSI/N2K/Ramsar |  |  |  |  | Eels |  | NERC Driver | [7 empty] | INNS |  | MCZ | Water Quality Detail | [22 empty] | Water Resource Detail | [9 empty] | Environmental Outcome | [9 empty] | WINEP model inputs
WINEPID | Change Log Winep 2 to 3 | NEW Column. Has an alteration to this measure been made? If Y then please refer to alterations log. | Application in determination by NPS? | Has a permit been issued? | Function | RBD | Area | Water Company | Unique ID * (completed on company collation) | Scheme Name/Name of Investigation/Site Name/Licence name | Name of Waterbody | Waterbody ID | Water Body Type(s) | WFD Operational Catchment | Blank Column | Blank Column | Blank Column | Driver Code (Primary) | Further Driver Code Information (related to the primary driver if applicable) | Driver Code (Secondary) | Further Driver Code Information (related to the secondary driver if applicable) | Driver Code (Tertiary) | Further Driver Code Information (related to the tertiary driver if applicable) | Measure Type | Completion Date (DD/MM/YY) | Level of Certainty? (P= Purple, R=Red, A=Amber, G=Green | Abstraction Licence/ Permit, Obstruction ID or No Obstruction ID | Eastings | Northings | Investigation Type | Investigation Scope | Implementation Scope | Groundwater Measures Information | Name of SSSI (if applicable) | Name of N2K/Ramsar site (if applicable) | SSSI/N2K/Ramsar Unit ID | SSSI/N2K/Ramsar Area of Unit (Hectares) | Justification for Action/Investigation | Eel Priority Status | Eel Improvement Type | Primary Type of Priority Habitat Created or Restored/Improved | Secondary Type of Priority Habitat Created or Restored/Improved | Other Priority Habitat Created or Restored/Improved | Type of Action Taken | Units Recorded (Hectare or km) | Number of Hectares or Kms | Name of Priority Species | Name of High Risk of Extinction Species | INNS Control Measure | INNS Species (if applicable) | Name of MCZ | Name of Bathing Water (where applicable) | Name of Shellfish Water (where applicable) | Chemical of Interest (for chemicals measures only) | Groundwater Chemicals | Drinking Water Inspectorate - Undertaking or Notice Y/N | DrWPA Substances at Risk (if applicable) | Safeguard Zone Name (if applicable) | Safeguard Zone ID (if applicable) | Population Equivalent for STWs | Current Permit Limit (mg/l) | Proposed Permit Limit (mg/l) | Proposed Iron or Aluminium Limits (for Phosphorus measures only) | Current DWF (m3/d) | Proposed DWF (m3/d) (if applicable) | Proposed Permit Limit Other | Catchment Measure Actions | Unsustainable Abstraction System Code | Linked Groundwater Body Name | Linked Groundwater Body ID | Licence Category | Water Resource Zone (WRZ) | WR HMWB Flag (X) | Scheme Relates to Following Missing Mitigation Measures (HMWB only) | Annual Licence Volume (Ml/a) | Daily Licence Volume (Ml/d) | Aggregate Licence (x) | Sustainability Change (to Annual Licence Volume) Ml/a | Sustainability Change (to Daily Licence Volume) Ml/d | Sustainability Change (to HoF Condition) Ml/d | *NEW* Water returned to the environment (Reduction in actual abstraction) ML/d | New Annual Licence Volume (Ml/a) | New Daily Licence Volume (Ml/d) | New HoF Condition (Ml/d) | Quantitative Km River Length Improved or Protected | Quantitative Area (km2) Improved or Protected | Volume (Ml/yr) Drinking Water Protected | Hectares of Designated Site (HD/RAMSAR/ SSSI) Restored or Improved | *NEW* INNS ,No Det outcome - Km2 of land with reduced risk of INNS | Delivers Additional FCERM Benefits (Y/N) | Delivers on Salmon 5-Point Action Plan | Additional Comments | CPS Reference | Flow Categorisation 1= PR19 Synergy 2= WFD failure 3= Neither | Allowed totex unit rate | Quantity proposed in PR19 FD | Quantity Delivered | 1 = In PR19, funded 0 = In PR19, not funded | Price Control | Unit | Unit Conversion to £m | Company | Completion date (EA or Water Company) | Allowed totex unit rate in 2017/18 prices before adjustment - £ | Adjustment - £ | Allowed totex unit rate in 2017/18 prices after adjustment - £ | PR19 WACC | Allowed totex unit rate in 2017/18 prices after adjustment & PR19 WACC - £ | CPIH adjustment (2017/18) | Allowed totex unit rate in 2022/23 prices after adjustment & PR19 WACC - £m | PR24 WACC | Allowed totex unit rate in 2022/23 prices after adjustment - £m per month | AoN | Unique ID after AoN scenario
YOR00063 | Changed | Yes – alteration made |  |  | WQ | Humber | Yorkshire | Yorkshire Water Service Ltd | 7YW100129 | TUPTON/STW | Redleadmill Brook | GB104027057620 | River | Rother and Doe Lea |  |  |  | WFD_IMPm | Phosphorus |  |  |  |  | Continuous Discharge | 2024-12-22 | Amber | 3139(SS) | 439820 | 366810 | [30 empty] | 11012 |  | 0.25mg/l average | 4000ug/l Fe 95%ile | 2641m³/d |  | 8000ug/l Fe Upper Tier | [17 empty] | N/A | 7.9 | [6 empty] | Works identified for both WFD and SAe drivers. WFD limit is concluded to be cost beneficial. 3 kilometres improved from Poor to Good status and 4.2 kilometres improved from Poor to Moderate status and 0.7 kilometres improved from Bad to Mod. Total 7.9km in river length improvement. | * |  | 778365 | 10.223 | 0 | 1 | WWN | £ per km LORI | 1e-06 | YKY | 2026-12-22 | 7957225.395 |  | 7957225.395 | 1.0315 | 8208072.7878 | 1.1806 | 9.6907 | 0.0397 | 0.03206 |  | 7YW100129
YOR01536 | Addition |  |  |  | WQ | Humber | Yorkshire | Yorkshire Water Service Ltd | 7YW200641 | Pudsey intermittents (Farnley Ring Road) | Low/Wortley/Pudsey Bks | GB104027062830 | River | Aire Lower |  |  |  | WFD_IMPg | Ammonia |  |  |  |  | Intermittent Discharge | 2024-12-22 | Amber | C4966 | 424670 | 433540 | [36 empty] | 5,000m³ | [18 empty] | 2.74 | [6 empty] | Total proposed storage 5,000m³ total. Farnley Ring Road | * |  | 590 | 5000 | 0 | 1 | WWN | £ per m3 | 1e-06 | YKY | 2027-03-31 | 2950000 |  | 2950000 | 1.0315 | 3042997.216 | 1.1806 | 3.5927 | 0.0397 | 0.011886 |  | 7YW200641
YOR01533 | Addition |  |  |  | WQ | Humber | Yorkshire | Yorkshire Water Service Ltd | 7YW300068 | Pudsey intermittents - Hough Side Works | Low/Wortley/Pudsey Bks | GB104027062830 | River | Aire Lower |  |  |  | WFD_IMPg | Ammonia |  |  |  |  | Intermittent Discharge | 2024-12-22 | Amber | C4917 1 | 423660 | 433150 | [36 empty] | 25,400m³ | [18 empty] | 2.74 | [6 empty] | Current storage, 400m³, additional storage 25,000m³ total, total proposed storage 25,400m³. Houghside Works | * |  | 590 | 25000 | 0 | 1 | WWN | £ per m3 | 1e-06 | YKY | 2027-03-31 | 14750000 |  | 14750000 | 1.0315 | 15214986.08 | 1.1806 | 17.9633 | 0.0397 | 0.059429 |  | 7YW300068
YOR01535 | Addition |  |  |  | WQ | Humber | Yorkshire | Yorkshire Water Service Ltd | 7YW300070 | Pudsey intermittents - Smalewell Reach 1 | Low/Wortley/Pudsey Bks | GB104027062830 | River | Aire Lower |  |  |  | WFD_IMPg | Ammonia |  |  |  |  | Intermittent Discharge | 2024-12-22 | Amber | WRA7473 1 | 420740 | 432870 | [36 empty] | 8,450m³ | [18 empty] | 2.74 | [6 empty] | Current storage 950m³, additional storage 7,500m³, total proposed storage8450m³. Smalewell in reach 1. RLI has bee counted in previous line for Pudsey Smalewell CSO.YW write "No investment identified for Dick lane under this Reach 3 solution, but 7500m³ at Pudsey Smalewell alone will not allowReach 1 to pass WQ". | * |  | 590 | 7500 | 0 | 1 | WWN | £ per m3 | 1e-06 | YKY | 2025-12-22 | 4425000 |  | 4425000 | 1.0315 | 4564495.824 | 1.1806 | 5.389 | 0.0397 | 0.017829 |  | 7YW300070

## WINEP_Inputs_ALL
WINEP3 Update March 2019 | [6 empty] | National Full data set
FBG Detail
VERSION 1 | [33 empty] | SSSI/N2K/Ramsar |  |  |  |  | Eels |  | NERC Driver | [7 empty] | INNS |  | MCZ | Water Quality Detail | [22 empty] | Water Resource Detail | [9 empty] | Environmental Outcome | [9 empty] | WINEP model inputs
WINEPID | Change Log Winep 2 to 3 | NEW Column. Has an alteration to this measure been made? If Y then please refer to alterations log. | Application in determination by NPS? | Has a permit been issued? | Function | RBD | Area | Water Company | Unique ID * (completed on company collation) | Scheme Name/Name of Investigation/Site Name/Licence name | Name of Waterbody | Waterbody ID | Water Body Type(s) | WFD Operational Catchment | Blank Column | Blank Column | Blank Column | Driver Code (Primary) | Further Driver Code Information (related to the primary driver if applicable) | Driver Code (Secondary) | Further Driver Code Information (related to the secondary driver if applicable) | Driver Code (Tertiary) | Further Driver Code Information (related to the tertiary driver if applicable) | Measure Type | Completion Date (DD/MM/YY) | Level of Certainty? (P= Purple, R=Red, A=Amber, G=Green | Abstraction Licence/ Permit, Obstruction ID or No Obstruction ID | Eastings | Northings | Investigation Type | Investigation Scope | Implementation Scope | Groundwater Measures Information | Name of SSSI (if applicable) | Name of N2K/Ramsar site (if applicable) | SSSI/N2K/Ramsar Unit ID | SSSI/N2K/Ramsar Area of Unit (Hectares) | Justification for Action/Investigation | Eel Priority Status | Eel Improvement Type | Primary Type of Priority Habitat Created or Restored/Improved | Secondary Type of Priority Habitat Created or Restored/Improved | Other Priority Habitat Created or Restored/Improved | Type of Action Taken | Units Recorded (Hectare or km) | Number of Hectares or Kms | Name of Priority Species | Name of High Risk of Extinction Species | INNS Control Measure | INNS Species (if applicable) | Name of MCZ | Name of Bathing Water (where applicable) | Name of Shellfish Water (where applicable) | Chemical of Interest (for chemicals measures only) | Groundwater Chemicals | Drinking Water Inspectorate - Undertaking or Notice Y/N | DrWPA Substances at Risk (if applicable) | Safeguard Zone Name (if applicable) | Safeguard Zone ID (if applicable) | Population Equivalent for STWs | Current Permit Limit (mg/l) | Proposed Permit Limit (mg/l) | Proposed Iron or Aluminium Limits (for Phosphorus measures only) | Current DWF (m3/d) | Proposed DWF (m3/d) (if applicable) | Proposed Permit Limit Other | Catchment Measure Actions | Unsustainable Abstraction System Code | Linked Groundwater Body Name | Linked Groundwater Body ID | Licence Category | Water Resource Zone (WRZ) | WR HMWB Flag (X) | Scheme Relates to Following Missing Mitigation Measures (HMWB only) | Annual Licence Volume (Ml/a) | Daily Licence Volume (Ml/d) | Aggregate Licence (x) | Sustainability Change (to Annual Licence Volume) Ml/a | Sustainability Change (to Daily Licence Volume) Ml/d | Sustainability Change (to HoF Condition) Ml/d | *NEW* Water returned to the environment (Reduction in actual abstraction) ML/d | New Annual Licence Volume (Ml/a) | New Daily Licence Volume (Ml/d) | New HoF Condition (Ml/d) | Quantitative Km River Length Improved or Protected | Quantitative Area (km2) Improved or Protected | Volume (Ml/yr) Drinking Water Protected | Hectares of Designated Site (HD/RAMSAR/ SSSI) Restored or Improved | *NEW* INNS ,No Det outcome - Km2 of land with reduced risk of INNS | Delivers Additional FCERM Benefits (Y/N) | Delivers on Salmon 5-Point Action Plan | Additional Comments | CPS Reference | Flow Categorisation 1= PR19 Synergy 2= WFD failure 3= Neither | Allowed totex unit rate | Quantity proposed in PR19 FD | Quantity Delivered | 1 = In PR19, funded 0 = In PR19, not funded | Price Control | Unit | Unit Conversion to £m | Company | Completion date (EA or Water Company) | Allowed totex unit rate in 2017/18 prices before adjustment - £ | Adjustment - £ | Allowed totex unit rate in 2017/18 prices after adjustment - £ | PR19 WACC | Allowed totex unit rate in 2017/18 prices after adjustment & PR19 WACC - £ | CPIH adjustment (2017/18) | Allowed totex unit rate in 2022/23 prices after adjustment & PR19 WACC - £m | PR24 WACC | Allowed totex unit rate in 2022/23 prices after adjustment - £m per month | AoN | Unique ID after AoN scenario
EAN00475 |  |  |  |  | WQ | Anglian | East Anglia | Anglian Water Services Ltd | 7AW200058 | Beachampton STW | Beachampton Brook | GB105033037850 | River | Great Ouse Upper |  |  |  | WFD_IMPg | Phosphorus |  |  |  |  | Continuous Discharge | 2024-12-22 | Amber | AWCNF10293 | 477360 | 236670 | [30 empty] | 114 |  | 2.5 | Iron 4000 ug/l (95%ile) 8000 ug/l (UT) | 30 | [20 empty] | 1 | [6 empty] | Measure to improve from Poor to Good phosphate status Environmental Outcome measured: Beachampton Brook from point of mixing to confluence with River Great Ouse |  |  | 1.133 | 1 | 0 | 1 | WWN | £m | 1 | ANH | 2027-03-31 | 1133000 |  | 1133000 | 1.0315 | 1168717.2358 | 1.1806 | 1.3798 | 0.0397 | 0.0045649 |  | 7AW200058
EAN00478 |  |  |  |  | WQ | Anglian | East Anglia | Anglian Water Services Ltd | 7AW200061 | Blakesley STW | Blakesley Brook | GB105033038280 | River | Great Ouse Upper |  |  |  | WFD_IMPg | Phosphorus |  |  |  |  | Continuous Discharge | 2024-12-22 | Amber | AW1NF1056 | 462890 | 249780 | [30 empty] | 1219 |  | 1 | Iron 4000 ug/l (95%ile) 8000 ug/l (UT) | 200 | [20 empty] | 4.5 | [6 empty] | Measure to improve from Moderate to Good phosphate status Environmental Outcome measured: Blakesley Brook, from point of mixing to confluence with River Tove |  |  | 0.09 | 1 | 0 | 1 | WWN | £m | 1 | ANH | 2027-03-31 | 90000 |  | 90000 | 1.0315 | 92837.2032 | 1.1806 | 0.10961 | 0.0397 | 0.00036262 |  | 7AW200061
EAN00481 |  |  |  |  | WQ | Anglian | East Anglia | Anglian Water Services Ltd | 7AW200064 | Bradenham STW | Wissey - Upper | GB105033047890 | River | Wissey |  |  |  | WFD_IMPg | Phosphorus |  |  |  |  | Continuous Discharge | 2024-12-22 | Amber | AW1NF176 | 591100 | 308700 | [30 empty] | 525 |  | 1 | Iron 4000 ug/l (95%ile) 8000 ug/l (UT) | 80 | [20 empty] | 3.9 | [6 empty] | Measure to improve from Moderate to Good phosphate status Environmental Outcome measured: River Wissey, from point of mixing to sample point 48M45 |  |  | 0.222 | 1 | 0 | 1 | WWN | £m | 1 | ANH | 2027-03-31 | 222000 |  | 222000 | 1.0315 | 228998.4346 | 1.1806 | 0.27036 | 0.0397 | 0.00089445 |  | 7AW200064
EAN00485 |  |  |  |  | WQ | Anglian | East Anglia | Anglian Water Services Ltd | 7AW200068 | Castlethorpe STW | Tove (DS Greens Norton) | GB105033038180 | River | Great Ouse Upper |  |  |  | WFD_IMPg | Phosphorus |  |  |  |  | Continuous Discharge | 2024-12-22 | Amber | AW1NFA31A | 479500 | 243400 | [30 empty] | 1029 |  | 1 | Iron 4000 ug/l (95%ile) 8000 ug/l (UT) | 151 | [20 empty] | 1.7 | [6 empty] | Measure to improve from Poor to Good phosphate status Environmental Outcome measured: River Tove, from point of mixing to confluence with River Great Ouse |  |  | 0.09 | 1 | 0 | 1 | WWN | £m | 1 | ANH | 2027-03-31 | 90000 |  | 90000 | 1.0315 | 92837.2032 | 1.1806 | 0.10961 | 0.0397 | 0.00036262 |  | 7AW200068
EAN00494 | Changed |  |  |  | WQ | Anglian | East Anglia | Anglian Water Services Ltd | 7AW200077 | Elmdon STW | Cam | GB105033042750 | River | Cam Lower |  |  |  | WFD_IMPg | Phosphorus |  |  |  |  | Continuous Discharge | 2024-12-22 | Amber | AW1NF653 | 547040 | 240290 | [30 empty] | 863 |  | 1 | Iron 4000 ug/l (95%ile) 8000 ug/l (UT) | 268 | [20 empty] | 5.1 | [6 empty] | Measure to improve from Moderate to Good phosphate status Environmental Outcome measured: Tributary of Cam, from point of mixing to confluence with River Cam |  |  | 0.225 | 1 | 0 | 1 | WWN | £m | 1 | ANH | 2027-03-31 | 225000 |  | 225000 | 1.0315 | 232093.008 | 1.1806 | 0.27402 | 0.0397 | 0.00090654 |  | 7AW200077
EAN00508 | Changed |  |  |  | WQ | Anglian | East Anglia | Anglian Water Services Ltd | 7AW200091 | Lidgate STW | Kennett-Lee Brook | GB105033042990 | River | Lark |  |  |  | WFD_IMPg | Phosphorus |  |  |  |  | Continuous Discharge | 2024-12-22 | Amber | AW1NF348A | 571200 | 258500 | [30 empty] | 402 |  | 1 | Iron 4000 ug/l (95%ile) 8000 ug/l (UT) | 85 | [20 empty] | 6.1 | [6 empty] | Measure to improve from Moderate to Good phosphate status Environmental Outcome measured: Kennett-Lee Brook, from point of mixing to Gazeley STW |  |  | 1.582 | 1 | 0 | 1 | WWN | £m | 1 | ANH | 2027-03-31 | 1582000 |  | 1582000 | 1.0315 | 1631871.7274 | 1.1806 | 1.9266 | 0.0397 | 0.006374 |  | 7AW200091
EAN00512 | Changed |  |  |  | WQ | Anglian | East Anglia | Anglian Water Services Ltd | 7AW200095 | Newport STW | Cam (Newport to Audley End) | GB105033037550 | River | Cam Rhee and Granta |  |  |  | WFD_IMPg | Phosphorus |  |  |  |  | Continuous Discharge | 2024-12-22 | Amber | AW1NF444 | 552300 | 234580 | [30 empty] | 2765 |  | 1 | Iron 4000 ug/l (95%ile) 8000 ug/l (UT) | 650 | [20 empty] | 5 | [6 empty] | Measure to improve from Poor to Good phosphate status Environmental Outcome measured: River Cam, from point of mixing to confluence with River Slade |  |  | 0.09 | 1 | 0 | 1 | WWN | £m | 1 | ANH | 2027-03-31 | 90000 |  | 90000 | 1.0315 | 92837.2032 | 1.1806 | 0.10961 | 0.0397 | 0.00036262 |  | 7AW200095
EAN00517 | Changed |  |  |  | WQ | Anglian | East Anglia | Anglian Water Services Ltd | 7AW200100 | Olney STW | Ouse (Newport Pagnell to Roxton) | GB105033047923 | River | Great Ouse Bedford |  |  |  | WFD_IMPg | Phosphorus |  |  |  |  | Continuous Discharge | 2024-12-22 | Amber | AW1NF1165A | 489500 | 252300 | [30 empty] | 8640 |  | 1 | Iron 4000 ug/l (95%ile) 8000 ug/l (UT) | 1822 | [20 empty] | 15.8 | [6 empty] | Measure to improve from Poor to Good phosphate status Environmental Outcome measured: River Great Ouse, from point of mixing to Odell STW |  |  | 0.09 | 1 | 0 | 1 | WWN | £m | 1 | ANH | 2027-03-31 | 90000 |  | 90000 | 1.0315 | 92837.2032 | 1.1806 | 0.10961 | 0.0397 | 0.00036262 |  | 7AW200100
EAN00522 | Changed |  |  |  | WQ | Anglian | East Anglia | Anglian Water Services Ltd | 7AW200105 | Quendon STW | Cam (US Newport) | GB105033037480 | River | Cam Rhee and Granta |  |  |  | WFD_IMPg | Phosphorus |  |  |  |  | Continuous Discharge | 2024-12-22 | Amber | AW1NFA133 | 552000 | 231200 | [30 empty] | 466 |  | 1 | Iron 4000 ug/l (95%ile) 8000 ug/l (UT) | 130 | [20 empty] | 4 | [6 empty] | Measure to improve from Moderate to Good phosphate status Environmental Outcome measured: River Cam, from point of mixing to Newport STW |  |  | 0.157 | 1 | 0 | 1 | WWN | £m | 1 | ANH | 2027-03-31 | 157000 |  | 157000 | 1.0315 | 161949.3434 | 1.1806 | 0.1912 | 0.0397 | 0.00063256 |  | 7AW200105
EAN00526 | Changed |  |  |  | WQ | Anglian | East Anglia | Anglian Water Services Ltd | 7AW200109 | Shudy Camps STW | Granta | GB105033037810 | River | Cam Rhee and Granta |  |  |  | WFD_IMPg | Phosphorus |  |  |  |  | Continuous Discharge | 2024-12-22 | Amber | AW1NF1135 | 561600 | 243800 | [30 empty] | 733 |  | 1 | Iron 4000 ug/l (95%ile) 8000 ug/l (UT) | 238 | [20 empty] | 9.5 | [6 empty] | Measure to improve from Moderate to Good phosphate status Environmental Outcome measured: River Granta, from point of mixing to Linton STW |  |  | 0.225 | 1 | 0 | 1 | WWN | £m | 1 | ANH | 2027-03-31 | 225000 |  | 225000 | 1.0315 | 232093.008 | 1.1806 | 0.27402 | 0.0397 | 0.00090654 |  | 7AW200109
EAN00533 | Changed |  |  |  | WQ | Anglian | East Anglia | Anglian Water Services Ltd | 7AW200116 | Stoke Goldington STW | Ravenstone Brook | GB105033038160 | River | Great Ouse Bedford |  |  |  | WFD_IMPg | Phosphorus |  |  |  |  | Continuous Discharge | 2024-12-22 | Amber | AW1NF207A | 484750 | 248780 | [30 empty] | 745 |  | 1 | Iron 4000 ug/l (95%ile) 8000 ug/l (UT) | 160 | [20 empty] | 0.75 | [6 empty] | Measure to improve from Poor to Good phosphate status Environmental Outcome measured: Ravenstone Brook, from point of mixing to confluence with River Great Ouse |  |  | 0.225 | 1 | 0 | 1 | WWN | £m | 1 | ANH | 2027-03-31 | 225000 |  | 225000 | 1.0315 | 232093.008 | 1.1806 | 0.27402 | 0.0397 | 0.00090654 |  | 7AW200116
EAN00589 | Changed |  |  |  | WQ | Anglian | East Anglia | Anglian Water Services Ltd | 7AW200167 | Dunton STW | Millbridge and Potton Brooks | GB105033037820 | River | Ivel |  |  |  | WFD_IMPg | Phosphorus |  |  |  |  | Continuous Discharge | 2024-12-22 | Amber | AWCNF1061 | 523300 | 244420 | [30 empty] | 572 |  | 1 | Iron 4000 ug/l (95%ile) 8000 ug/l (UT) | 140 | [20 empty] | 5.9 | [6 empty] | Measure to improve from Moderate to Good phosphate status Environmental Outcome measured: Tributary, from point of mixing to confluence with Potton Brook |  |  | 0.222 | 1 | 0 | 1 | WWN | £m | 1 | ANH | 2027-03-31 | 222000 |  | 222000 | 1.0315 | 228998.4346 | 1.1806 | 0.27036 | 0.0397 | 0.00089445 |  | 7AW200167
EAN00594 | Changed |  |  |  | WQ | Anglian | East Anglia | Anglian Water Services Ltd | 7AW200172 | Great Ellingham STW | Thet (US Swangey Fen) | GB105033047830 | River | Little Ouse and Thet |  |  |  | WFD_IMPg | Phosphorus |  |  |  |  | Continuous Discharge | 2024-12-22 | Amber | AW1NF18PA | 602300 | 297800 | [30 empty] | 471 |  | 1.5 | Iron 4000 ug/l (95%ile) 8000 ug/l (UT) | 194 | [20 empty] | 4 | [6 empty] | Measure to improve from Moderate to Good phosphate status Environmental Outcome measured: Tributary, from point of mixing to confluence with River Thet |  |  | 0.225 | 1 | 0 | 1 | WWN | £m | 1 | ANH | 2027-03-31 | 225000 |  | 225000 | 1.0315 | 232093.008 | 1.1806 | 0.27402 | 0.0397 | 0.00090654 |  | 7AW200172
EAN00600 | Changed |  |  |  | WQ | Anglian | East Anglia | Anglian Water Services Ltd | 7AW200178 | Old Buckenham STW | Buckenham Stream | GB105033043411 | River | Little Ouse and Thet |  |  |  | WFD_IMPg | Phosphorus |  |  |  |  | Continuous Discharge | 2024-12-22 | Amber | AW1NF623A | 606120 | 290450 | [30 empty] | 2914 |  | 1 | Iron 4000 ug/l (95%ile) 8000 ug/l (UT) | 550 | [20 empty] | 10 | [6 empty] | Measure to improve from Moderate to Good phosphate status Environmental Outcome measured: Buckenham Stream, from point of mixing to confluence with River Thet |  |  | 0.09 | 1 | 0 | 1 | WWN | £m | 1 | ANH | 2027-03-31 | 90000 |  | 90000 | 1.0315 | 92837.2032 | 1.1806 | 0.10961 | 0.0397 | 0.00036262 |  | 7AW200178
EAN00628 | Changed |  |  |  | WQ | Anglian | East Anglia | Anglian Water Services Ltd | 7AW200206 | Rendlesham Park STW | Deben (Brandeston Bridge - Melton) | GB105035046310 | River | Deben |  |  |  | WFD_IMPg | Phosphorus |  |  |  |  | Continuous Discharge | 2024-12-22 | Amber | ASENF19613 | 632360 | 253680 | [30 empty] | 2342 |  | 1 | Iron 4000 ug/l (95%ile) 8000 ug/l (UT) | 645.5 | [20 empty] | 5.5 | [6 empty] | Environmental outcomes calculated from mixing point of Rendlesham Part STW to the bottom boundary of waterbody Deben (Brandeston Bridge - Melton) GB105035046310 where it joins the coast. Improvement from Poor to Good status. |  |  | 0.09 | 1 | 0 | 1 | WWN | £m | 1 | ANH | 2027-03-31 | 90000 |  | 90000 | 1.0315 | 92837.2032 | 1.1806 | 0.10961 | 0.0397 | 0.00036262 |  | 7AW200206
EAN00631 | Changed |  |  |  | WQ | Anglian | East Anglia | Anglian Water Services Ltd | 7AW200209 | Ridgewell STW | Colne (u/s Gt. Yeldham) | GB105037041290 | River | Colne Essex |  |  |  | WFD_IMPg | Phosphorus |  |  |  |  | Continuous Discharge | 2024-12-22 | Amber | AW2NFE00163 | 575450 | 239530 | [30 empty] | 452 |  | 1 | Iron 4000 ug/l (95%ile) 8000 ug/l (UT) | 102 | [20 empty] | 8.5 | [6 empty] | Colne catchment bundle is cost beneficial Also achieves good status at d/s sample point in WB d/s CL0848 (currently poor status).Environmental outcomes calculated from ridgewell stw discharge to Sible Hedingham STW (from moderate to good status) |  |  | 0.157 | 1 | 0 | 1 | WWN | £m | 1 | ANH | 2027-03-31 | 157000 |  | 157000 | 1.0315 | 161949.3434 | 1.1806 | 0.1912 | 0.0397 | 0.00063256 |  | 7AW200209
EAN02357 | Changed |  |  |  | WQ | Anglian | East Anglia | Anglian Water Services Ltd | 7AW201933 | Kedington STW | River Stour | GB105036040980 | river | Stour |  |  |  | WFD_IMPg | Phosphorus |  |  |  |  | Continuous Discharge | 2024-12-22 | Amber | ASENF1292 | 570780 | 245960 | [30 empty] | 2241 |  | 1 | Iron 4000 ug/l (95%ile) 8000 ug/l (UT) | 600 | [20 empty] | 2.5 | [6 empty] | Cost beneficial. 2.5 (to next confluence) |  |  | 0.09 | 1 | 0 | 1 | WWN | £m | 1 | ANH | 2027-03-31 | 90000 |  | 90000 | 1.0315 | 92837.2032 | 1.1806 | 0.10961 | 0.0397 | 0.00036262 |  | 7AW201933
LNA00138 | Changed |  |  |  | WQ | Anglian | Lincolnshire and Northamptonshire | Anglian Water Services Ltd | 7AW202034 | Great Ponton STW | Witham - conf cringle bk to conf brant | GB105030056780 | River | Witham Upper |  |  |  | WFD_IMPg | Phosphorus |  |  |  |  | Continuous Discharge | 2024-12-22 | Amber | AW3NFF662 | 493100 | 330700 | [30 empty] | 369 |  | 1mg/l (AA) | Total Iron= 4mg/l (95%ile) 8mg/l (MAC) | 100 | [20 empty] | 6.97 | [6 empty] | Part of cost beneficial bundle for catchment |  |  | 0.159 | 1 | 0 | 1 | WWN | £m | 1 | ANH | 2027-03-31 | 159000 |  | 159000 | 1.0315 | 164012.3923 | 1.1806 | 0.19364 | 0.0397 | 0.00064062 |  | 7AW202034
LNA00159 | Changed |  |  |  | WQ | Anglian | Lincolnshire and Northamptonshire | Anglian Water Services Ltd | 7AW202055 | Navenby STW | Brant - Lower | GB105030056770 | River | Witham Upper |  |  |  | WFD_IMPg | Phosphorus |  |  |  |  | Continuous Discharge | 2024-12-22 | Amber | ANNNF2081 | 498110 | 357740 | [30 empty] | 2749 |  | 1mg/l (AA) | Total Iron= 4mg/l (95%ile) 8mg/l (MAC) | 460 | [20 empty] | 6.87 | [6 empty] | Part of cost beneficial bundle for catchment |  |  | 0.09 | 1 | 0 | 1 | WWN | £m | 1 | ANH | 2027-03-31 | 90000 |  | 90000 | 1.0315 | 92837.2032 | 1.1806 | 0.10961 | 0.0397 | 0.00036262 |  | 7AW202055
LNA00189 | Changed |  |  |  | WQ | Anglian | Lincolnshire and Northamptonshire | Anglian Water Services Ltd | 7AW202085 | Toynton St Peter STW | Maud Foster and Fen catchwater drains | GB205030056465 | River | Fens East and West |  |  |  | WFD_IMPg | Phosphorus |  |  |  |  | Continuous Discharge | 2024-12-22 | Amber | ANNNF13779 | 540280 | 362840 | [30 empty] | 505 |  | 1mg/l (AA) | Total Iron= 4mg/l (95%ile) 8mg/l (MAC) | 49 | [20 empty] | 8.26 | [6 empty] | Part of Cost Beneficial Bundle for operational catchment |  |  | 1.578 | 1 | 0 | 1 | WWN | £m | 1 | ANH | 2027-03-31 | 1578000 |  | 1578000 | 1.0315 | 1627745.6294 | 1.1806 | 1.9218 | 0.0397 | 0.0063579 |  | 7AW202085
LNA00190 | Changed |  |  |  | WQ | Anglian | Lincolnshire and Northamptonshire | Anglian Water Services Ltd | 7AW202086 | Upton STW | Till (Witham) | GB105030062500 | River | Witham Upper |  |  |  | WFD_IMPg | Phosphorus |  |  |  |  | Continuous Discharge | 2024-12-22 | Amber | AW3NF153 | 487700 | 386800 | [30 empty] | 1060 |  | 1mg/l (AA) | Total Iron= 4mg/l (95%ile) 8mg/l (MAC) | 210 | [20 empty] | 5.54 | [6 empty] | Part of cost beneficial bundle for catchment |  |  | 0.225 | 1 | 0 | 1 | WWN | £m | 1 | ANH | 2027-03-31 | 225000 |  | 225000 | 1.0315 | 232093.008 | 1.1806 | 0.27402 | 0.0397 | 0.00090654 |  | 7AW202086
NEA00703 |  |  |  |  | WR | Northumbria | North East | Northumbrian Water | 7NW10005 | Barrasford raw water pumping station - Rede to Gunnerton Burn, Barrasford to S Tyne, Watersmeet to Tidal Limit - Eels Regs and MM3 | N Tyne from Barrasford to S Tyne confluence | GB103023075802 | River | North Tyne Lower |  |  |  | EE_IMP | [5 empty] | Eel Screen | 2024-12-22 | Amber | 1/23/01/159 | 392280 | 572900 |  |  | Eel screens on raw water abstraction | [6 empty] | Medium Priority | Screen | [32 empty] | x |  | 21900 | 60 | x | [12 empty] | No | Pricipal Salmon River | Also applies under HMWB MM3 entrainment.The main work will be carried out on GB103023074920 waterbody which is linked to the abstraction licence but further outcomes will be seen at these waterbodies GB103023075802, GB103023075801. Covering North Tyne Lower & Tyne Upper. These EE_IMP lines have been grouped as it was one structure that would have outcomes on three waterbodies. | http://environment.data.gov.uk/catchment-planning/WaterBody/GB103023074920 |  | 1.071 | 1 | 0 | 1 | WR | £m | 1 | NES | 2027-03-31 | 1071000 |  | 1071000 | 1.0315 | 1104762.7181 | 1.1806 | 1.3043 | 0.0397 | 0.0043151 |  | 7NW10005
NEA00575 | Changed |  |  |  | WQ | Northumbria | North East | Northumbrian Water | 7NW200568 | Trimdon | Skerne from Source to Carrs | GB103025076070 | River | Skerne |  |  |  | WFD_IMPm | Phosphorus |  |  |  |  | Continuous Discharge | 2024-12-22 | Amber | 25/03/1232 | 437660 | 534510 | [30 empty] | 4715 |  | 0.3 | Iron 4000 ug/l (95%ile) 8000 ug/l (UT) | 1308 | 1308 | [19 empty] | 12.8 | [6 empty] | Possible northumbria integrated drainage plans |  |  | 4.265 | 1 | 0 | 1 | WWN | £m | 1 | NES | 2027-03-31 | 4265000 |  | 4265000 | 1.0315 | 4399451.9072 | 1.1806 | 5.1941 | 0.0397 | 0.017184 |  | 7NW200568
NEA00590 | Changed |  |  |  | WQ | Northumbria | North East | Northumbrian Water | 7NW200583 | Witton Gilbert | Browney from Deerness confl to Wear | GB103024077552 | River | Browney |  |  |  | WFD_IMPg | Phosphorus |  |  |  |  | Continuous Discharge | 2024-12-22 | Amber | 244/1027 | 423280 | 545060 | [30 empty] | 7377 |  | 0.7 | Iron 4000 ug/l (95%ile) 8000 ug/l (UT) | 1730 | 1730 | [19 empty] | 7 | [9 empty] | 2.724 | 1 | 0 | 1 | WWN | £m | 1 | NES | 2027-03-31 | 2724000 |  | 2724000 | 1.0315 | 2809872.6835 | 1.1806 | 3.3174 | 0.0397 | 0.010975 |  | 7NW200583
SSD00384 | Changed |  |  |  | WQ | South East | Solent and South Downs | Southern Water Services Ltd | 7SO200397 | Pagham WWTW | Pagham Rife | GB107041012880 | River | Western Streams |  |  |  | WFD_IMPg | Phosphorus |  |  |  |  | Continuous Discharge | 2024-12-22 | Amber | A01192 | 488332 | 098767 | [30 empty] | 8810 | N/A | 0.25 mg/l AA | Fe: 4mg/l (95%) 8mg/l (UT) | 2309 | [20 empty] | 1.5 | [6 empty] | (Permit no. A1192/5/03) aka Summer Lane Pagham WWTW |  |  | 3.4728 | 1 | 0 | 1 | WWN | £m | 1 | SRN | 2025-05-31 | 3472778.05 |  | 3472778.05 | 1.0295 | 3575170.1789 | 1.1806 | 4.221 | 0.0397 | 0.013964 |  | 7SO200397
SSD00614 |  |  |  |  | WQ | South East | Solent and South Downs | Southern Water Services Ltd | 7SO300507 | BUDDS FARM HAVANT (Havant) WWTW | LANGSTONE HARBOUR | GB580705130000 | Transitional | Hampshire East TraC |  |  |  | U_IMP5 | [5 empty] | Continuous Discharge | 2025-03-31 | Green | A00751 | 470540 | 105100 | [65 empty] | 3.3371 | 1 | 0 | 0 | WWN | £m | 1 | SRN | 2028-03-31 | 3337146.0959 |  | 3337146.0959 | 1.0295 | 3435539.2233 | 1.1806 | 4.0561 | 0.0397 | 0.013419 |  | 7SO300507
SSD00619 |  |  |  |  | WQ | South East | Solent and South Downs | Southern Water Services Ltd | 7SO300513 | CHICHESTER WWTW | Lavant (Sussex) | GB107041006520 | River | Western Streams |  |  |  | U_IMP5 | [5 empty] | Continuous Discharge | 2025-03-31 | Green | W00137 | 484316 | 103917 | [65 empty] | 3.3371 | 1 | 0 | 0 | WWN | £m | 1 | SRN | 2028-03-31 | 3337146.0959 |  | 3337146.0959 | 1.0295 | 3435539.2233 | 1.1806 | 4.0561 | 0.0397 | 0.013419 |  | 7SO300513
SSD00631 |  |  |  |  | WQ | South East | Solent and South Downs | Southern Water Services Ltd | 7SO300531 | LIDSEY WWTW | Lidsey Rife | GB107041012010 | River | Western Streams |  |  |  | U_IMP5 | [5 empty] | Continuous Discharge | 2025-03-31 | Green | A01209 | 494490 | 103290 | [65 empty] | 3.3371 | 1 | 0 | 0 | WWN | £m | 1 | SRN | 2028-03-31 | 3337146.0959 |  | 3337146.0959 | 1.0295 | 3435539.2233 | 1.1806 | 4.0561 | 0.0397 | 0.013419 |  | 7SO300531
SSD00637 |  |  |  |  | WQ | South East | Solent and South Downs | Southern Water Services Ltd | 7SO300538 | MILFORD ROAD PENNINGTON WWTW | Avon Water | GB107042011300 | River | New Forest - Lymington and Beaulieu |  |  |  | U_IMP5 | [5 empty] | Continuous Discharge | 2025-03-31 | Green | [68 empty] | 3.3371 | 1 | 0 | 0 | WWN | £m | 1 | SRN | 2028-03-31 | 3337146.0959 |  | 3337146.0959 | 1.0295 | 3435539.2233 | 1.1806 | 4.0561 | 0.0397 | 0.013419 |  | 7SO300538
KSL00441 |  |  |  |  | WQ | Thames | Kent South London and East Sussex | Southern Water Services Ltd | 7SO300542 | OXTED WWTW | Upper Eden | GB106040018630 | River | Eden |  |  |  | U_IMP5 | [5 empty] | Continuous Discharge | 2025-03-31 | Green | A00193 | 539780 | 150040 | [65 empty] | 3.3371 | 1 | 0 | 0 | WWN | £m | 1 | SRN | 2028-03-31 | 3337146.0959 |  | 3337146.0959 | 1.0295 | 3435539.2233 | 1.1806 | 4.0561 | 0.0397 | 0.013419 |  | 7SO300542
SSD00642 |  |  |  |  | WQ | South East | Solent and South Downs | Southern Water Services Ltd | 7SO300544 | PEEL COMMON WWTW | Alver | GB107042011370 | River | East Hampshire Rivers |  |  |  | U_IMP5 | [5 empty] | Continuous Discharge | 2025-03-31 | Green | W00131 | 458100 | 97700 | [65 empty] | 3.3371 | 1 | 0 | 0 | WWN | £m | 1 | SRN | 2028-03-31 | 3337146.0959 |  | 3337146.0959 | 1.0295 | 3435539.2233 | 1.1806 | 4.0561 | 0.0397 | 0.013419 |  | 7SO300544
KSL00446 |  |  |  |  | WQ | Thames | Kent South London and East Sussex | Southern Water Services Ltd | 7SO300552 | SITTINGBOURNE WWTW | SWALE | GB530604011500 | Transitional | Medway Swale Estuary |  |  |  | U_IMP5 | [5 empty] | Continuous Discharge | 2025-03-31 | Green | W00518 | 591260 | 164740 | [65 empty] | 3.3371 | 1 | 0 | 0 | WWN | £m | 1 | SRN | 2028-03-31 | 3337146.0959 |  | 3337146.0959 | 1.0295 | 3435539.2233 | 1.1806 | 4.0561 | 0.0397 | 0.013419 |  | 7SO300552
SSD00652 |  |  |  |  | WQ | South East | Solent and South Downs | Southern Water Services Ltd | 7SO300561 | SUMMER LANE PAGHAM WWTW | Pagham Rife | GB107041012880 | River | Western Streams |  |  |  | U_IMP5 | [5 empty] | Continuous Discharge | 2025-03-31 | Green | A01192 | 488270 | 98950 | [65 empty] | 3.3371 | 1 | 0 | 0 | WWN | £m | 1 | SRN | 2025-05-31 | 3337146.0959 |  | 3337146.0959 | 1.0295 | 3435539.2233 | 1.1806 | 4.0561 | 0.0397 | 0.013419 |  | 7SO300561
KSL00449 |  |  |  |  | WQ | South East | Kent South London and East Sussex | Southern Water Services Ltd | 7SO300562 | SWALECLIFFE WWTW | Swalecliffe Brook | GB107040019630 | River | Oyster Coast Brooks |  |  |  | U_IMP5 | [5 empty] | Continuous Discharge | 2025-03-31 | Green | A01102 | 613500 | 168150 | [65 empty] | 3.3371 | 1 | 0 | 0 | WWN | £m | 1 | SRN | 2028-03-31 | 3337146.0959 |  | 3337146.0959 | 1.0295 | 3435539.2233 | 1.1806 | 4.0561 | 0.0397 | 0.013419 |  | 7SO300562
KSL00450 |  |  |  |  | WQ | Thames | Kent South London and East Sussex | Southern Water Services Ltd | 7SO300563 | TUNBRIDGE WELLS SOUTH WWTW | Grom | GB106040018400 | River | Medway Upper |  |  |  | U_IMP5 | [5 empty] | Continuous Discharge | 2025-03-31 | Green | A00200 | 552690 | 137420 | [65 empty] | 3.3371 | 1 | 0 | 0 | WWN | £m | 1 | SRN | 2028-03-31 | 3337146.0959 |  | 3337146.0959 | 1.0295 | 3435539.2233 | 1.1806 | 4.0561 | 0.0397 | 0.013419 |  | 7SO300563
SSD00948 |  |  |  |  | WQ | South East | Solent and South Downs | Southern Water Services Ltd | 7SO400120 | BUDDS FARM HAVANT (Havant) | LANGSTONE HARBOUR | GB580705130000 | Transitional | Hampshire East TraC |  |  |  | U_IMP6 | [5 empty] | Continuous Discharge | 2025-03-31 | Green | A00751 | 470540 | 105100 | [65 empty] | 13.5101 | 1 | 0 | 0 | WWN | £m | 1 | SRN | 2025-11-11 | 13510092.2067 |  | 13510092.2067 | 1.0295 | 13908426.6475 | 1.1806 | 16.4208 | 0.0397 | 0.054325 |  | 7SO400120
KSL00721 |  |  |  |  | WQ | Thames | Kent South London and East Sussex | Southern Water Services Ltd | 7SO400140 | MOTNEY HILL | MEDWAY | GB530604002300 | Transitional | Medway Swale Estuary |  |  |  | U_IMP6 | [5 empty] | Continuous Discharge | 2025-03-31 | Green | A00720 | 583150 | 169000 | [65 empty] | 13.5101 | 1 | 0 | 0 | WWN | £m | 1 | SRN | 2028-03-31 | 13510092.2067 |  | 13510092.2067 | 1.0295 | 13908426.6475 | 1.1806 | 16.4208 | 0.0397 | 0.054325 |  | 7SO400140
SSD00970 |  |  |  |  | WQ | South East | Solent and South Downs | Southern Water Services Ltd | 7SO400161 | SUMMER LANE PAGHAM | Pagham Rife | GB107041012880 | River | Western Streams |  |  |  | U_IMP6 | [5 empty] | Continuous Discharge | 2025-03-31 | Green | A01192 | 488270 | 98950 | [65 empty] | 13.5101 | 1 | 0 | 0 | WWN | £m | 1 | SRN | 2024-05-31 | 13510092.2067 |  | 13510092.2067 | 1.0295 | 13908426.6475 | 1.1806 | 16.4208 | 0.0397 | 0.054325 |  | 7SO400161
GMC00070 | Changed |  |  |  | WQ | North West | Greater Manchester, Merseyside and Cheshire | United Utilities | 7UU200519 | Failsworth WwTW | Medlock (Lumb Brook to Irwell) | GB112069061152 | River | Roch Irk Medlock |  |  |  | U_IMP2 | Phosphorus |  |  |  |  | Continuous Discharge | 2026-05-12 | Amber | 016983268 | 389600 | 399710 | [30 empty] | 21576 |  | 2 | Iron 4mg/l LUT 8mg/l UT | 6180 | [20 empty] | 10.1 |  |  |  |  | No |  | Medlock & Lower Irwell Candidate for Sensitive Area (Eutrophic). Waterbodies GB112069061452 & GB112069061152 are included in the designation. |  |  | 156 | 21412 | 0 | 1 | WWN | £ per pe | 1e-06 | NWT | 2026-05-12 | 3340272 |  | 3340272 | 1.0295 | 3438757.2922 | 1.1806 | 4.0599 | 0.0397 | 0.013432 |  | 7UU200519
GMC00068 | Changed |  |  |  | WQ | North West | Greater Manchester, Merseyside and Cheshire | United Utilities | 7UU200517 | Glossop WwTW | Etherow (Glossop Brook to Goyt) | GB112069061050 | River | Goyt Etherow Tame |  |  |  | U_IMP2 | Phosphorus |  |  |  |  | Continuous Discharge | 2026-05-12 | Amber | 016940172 | 399930 | 394160 | [30 empty] | 35994 |  | 2 | Iron 4mg/l LUT 8mg/l UT | 14800 | [20 empty] | 14.3 |  |  |  |  | No | Recovering Salmon River | Goyt & Etherow Candidate for Sensitive Area (Eutrophic). Waterbodies GB112069061050, GB112069060960, GB112069061000 are included in the designation. |  |  | 36 | 35994 | 0 | 1 | WWN | £ per pe | 1e-06 | NWT | 2026-05-12 | 1295784 |  | 1295784 | 1.0295 | 1333989.1719 | 1.1806 | 1.575 | 0.0397 | 0.0052105 |  | 7UU200517
GMC00067 | Changed |  |  |  | WQ | North West | Greater Manchester, Merseyside and Cheshire | United Utilities | 7UU200516 | Hazel Grove WwTW | Goyt (Etherow to Mersey) | GB112069061000 | River | Goyt Etherow Tame |  |  |  | U_IMP2 | Phosphorus |  |  |  |  | Continuous Discharge | 2026-05-12 | Amber | 016940175 | 393120 | 389440 | [30 empty] | 47299 |  | 2 | Iron 4mg/l LUT 8mg/l UT | 14660 | [20 empty] | 6.5 |  |  |  |  | No | Recovering Salmon River | Goyt & Etherow Candidate for Sensitive Area (Eutrophic). Waterbodies GB112069061050, GB112069060960, GB112069061000 are included in the designation. |  |  | 36 | 46662 | 0 | 1 | WWN | £ per pe | 1e-06 | NWT | 2026-05-12 | 1679832 |  | 1679832 | 1.0295 | 1729360.5251 | 1.1806 | 2.0417 | 0.0397 | 0.0067548 |  | 7UU200516
GMC00064 | Changed |  |  |  | WQ | North West | Greater Manchester, Merseyside and Cheshire | United Utilities | 7UU200513 | Knutsford WwTW | Birkin Brook - Source to Mobberley Brook | GB112069061340 | River | Bollin Dean Mersey Upper |  |  |  | U_IMP2 | Phosphorus |  |  |  |  | Continuous Discharge | 2026-05-12 | Amber | 016910007 | 376780 | 380040 | [30 empty] | 14178 |  | 2 | Iron 4mg/l LUT 8mg/l UT | 4000 | [20 empty] | 5.5 |  |  |  |  | No | Recovering Salmon River | Bollin & Birkin Brook Candidate for Sensitive Area (Eutrophic). Waterbodies GB112069061370, GB112069061340, GB112069061320, GB112069061381, GB112069061382 are included in the designation. |  |  | 156 | 14178 | 0 | 1 | WWN | £ per pe | 1e-06 | NWT | 2026-05-12 | 2211768 |  | 2211768 | 1.0295 | 2276980.2396 | 1.1806 | 2.6883 | 0.0397 | 0.0088937 |  | 7UU200513
GMC00063 | Changed |  |  |  | WQ | North West | Greater Manchester, Merseyside and Cheshire | United Utilities | 7UU200512 | Macclesfield WwTW | Bollin (Source to Dean) | GB112069061320 | River | Bollin Dean Mersey Upper |  |  |  | U_IMP2 | Phosphorus |  |  |  |  | Continuous Discharge | 2026-05-12 | Amber | 016910009 | 389340 | 378690 | [30 empty] | 74029 |  | 2 | Iron 4mg/l LUT 8mg/l UT | 28500 | [20 empty] | 10.1 |  |  |  |  | No | Recovering Salmon River | Bollin & Birkin Brook Candidate for Sensitive Area (Eutrophic). Waterbodies GB112069061370, GB112069061340, GB112069061320, GB112069061381, GB112069061382 are included in the designation. |  |  | 36 | 74029 | 0 | 1 | WWN | £ per pe | 1e-06 | NWT | 2026-05-12 | 2665044 |  | 2665044 | 1.0295 | 2743620.7258 | 1.1806 | 3.2392 | 0.0397 | 0.010716 |  | 7UU200512
GMC00071 | Changed |  |  |  | WQ | North West | Greater Manchester, Merseyside and Cheshire | United Utilities | 7UU200520 | Oldham WwTW | Wince Brook | GB112069061120 | River | Roch Irk Medlock |  |  |  | U_IMP2 | Phosphorus |  |  |  |  | Continuous Discharge | 2026-05-12 | Amber | 016950038 | 389250 | 404310 | [30 empty] | 161356 |  | 1 | Iron 2.5mg/l LUT 8mg/l UT | 56400 | [20 empty] | 5.7 |  |  |  |  | No |  | Medlock & Lower Irwell Candidate for Sensitive Area (Eutrophic). Waterbodies GB112069061452 & GB112069061152 are included in the designation. |  |  | 36 | 161356 | 0 | 1 | WWN | £ per pe | 1e-06 | NWT | 2026-05-12 | 5808816 |  | 5808816 | 1.0295 | 5980084.3702 | 1.1806 | 7.0603 | 0.0397 | 0.023358 |  | 7UU200520
GMC00072 | Changed |  |  |  | WQ | North West | Greater Manchester, Merseyside and Cheshire | United Utilities | 7UU200521 | St Helens WwTW | Sankey Brook (Rainford Brook to Mersey) | GB112069061200 | River | Sankey |  |  |  | U_IMP2 | Phosphorus |  |  |  |  | Continuous Discharge | 2026-05-12 | Amber | 016920130 | 353730 | 395890 | [30 empty] | 137563 |  | 1 | Iron 3.5mg/l LUT 8mg/l UT | 47670 | [20 empty] | 12.4 |  |  |  |  | No |  | Sankey Brook - St Helens STW to confluence with the River Mersey Candidate for Sensitive Area (Eutrophic). Waterbody GB112069061200 is included in the designation. |  |  | 36 | 131610 | 0 | 1 | WWN | £ per pe | 1e-06 | NWT | 2026-05-12 | 4737960 |  | 4737960 | 1.0295 | 4877655.0234 | 1.1806 | 5.7587 | 0.0397 | 0.019052 |  | 7UU200521
GMC00069 | Changed |  |  |  | WQ | North West | Greater Manchester, Merseyside and Cheshire | United Utilities | 7UU200518 | Whaley Bridge WwTW | River Goyt (Sett to Etherow) | GB112069060880 | River | Goyt Etherow Tame |  |  |  | U_IMP2 | Phosphorus |  |  |  |  | Continuous Discharge | 2026-05-12 | Amber | 016940184 | 401250 | 383220 | [30 empty] | 15495 |  | 2 | Iron 4mg/l LUT 8mg/l UT | 7960 | [20 empty] | 10 |  |  |  |  | No | Recovering Salmon River | Goyt & Etherow Candidate forSensitive Area (Eutrophic). Waterbodies GB112069061050, GB112069060960, GB112069061000 are included in the designation. |  |  | 36 | 38483 | 0 | 1 | WWN | £ per pe | 1e-06 | NWT | 2026-05-12 | 1385388 |  | 1385388 | 1.0295 | 1426235.0753 | 1.1806 | 1.6839 | 0.0397 | 0.0055708 |  | 7UU200518
GMC00066 | Changed |  |  |  | WQ | North West | Greater Manchester, Merseyside and Cheshire | United Utilities | 7UU200515 | Wilmslow WwTW | Dean (Bollington to Bollin) | GB112069061360 | River | Bollin Dean Mersey Upper |  |  |  | U_IMP2 | Phosphorus |  |  |  |  | Continuous Discharge | 2026-05-12 | Amber | 016910014 | 384129 | 382335 | [30 empty] | 23711 |  | 2 | Iron 4mg/l LUT 8mg/l UT | 9000 | [20 empty] | 27.7 |  |  |  |  | No | Recovering Salmon River | Bollin & Birkin Brook Candidate for Sensitive Area (Eutrophic). Waterbodies GB112069061370, GB112069061340, GB112069061320, GB112069061381, GB112069061382 are included in the designation. |  |  | 156 | 23711 | 0 | 1 | WWN | £ per pe | 1e-06 | NWT | 2026-05-12 | 3698916 |  | 3698916 | 1.0295 | 3807975.6284 | 1.1806 | 4.4958 | 0.0397 | 0.014874 |  | 7UU200515
WSX00106 | Changed |  |  |  | WQ | Severn | Wessex | Wessex Water Service Ltd | 7WW200093 | BLAGDON STW | Yeo - source to conf Congresbury Yeo | GB109052021640 | River | North Somerset Streams |  |  |  | WFD_IMPg | Phosphorus |  |  |  |  | Continuous Discharge | 2026-12-22 | Amber | 070005 | 350180 | 160000 | [30 empty] | 968 | none | 0.5 | FE 4mg/l 95%ile, 8mg/l max, Al 2mg/l | 425 | [20 empty] | 6.73 | [9 empty] | 0.64577 | 1 | - | 1 | WWN | £m | 1 | WSX | 2026-12-22 | 645767.2 |  | 645767.2 | 1.0295 | 664807.1379 | 1.1806 | 0.78489 | 0.0397 | 0.0025967 |  | 7WW200093
THM00575 | Changed |  |  |  | WQ | Thames | Thames | Thames Water Utilities Ltd | 7TW200737 | ALTON STW | Caker Stream | GB106039017730 | River | Wey |  |  |  | WFD_IMPm | Phosphorus |  |  |  |  | Continuous Discharge | 2024-12-22 | Amber | CTCR.1268 | 472900 | 139800 | [30 empty] | 19000 | 2 | 0.25 | IRON: 2.5mg/l 95%ile; 8mg/l (Upper Tier) | 12915 | [20 empty] | 2.5 | [9 empty] | 147 | 34800 | 0 | 0 | WWN | £ per p.e. | 1e-06 | TMS | 2026-12-21 | 5115600 | 4847385.7283 | 4847385.7283 | 1.0295 | 4990307.0832 | 1.1806 | 5.8917 | 0.0397 | 0.019492 |  | 7TW200737
THM00494 | Changed |  |  |  | WQ | Thames | Thames | Thames Water Utilities Ltd | 7TW200656 | Barford St Michael STW | Swere (Wigginton to Cherwell) | GB106039037220 | River | Cherwell |  |  |  | WFD_IMPg | Phosphorus |  |  |  |  | Continuous Discharge | 2024-12-22 | Amber | CSSC.1040 | 444500 | 232800 | [30 empty] | 860 |  | 3 | IRON:4mg/l (95%ile); 8mg/l (Upper Tier) | 191 | [20 empty] | 3 | [9 empty] | 1945 | 800 | 0 | 1 | WWN | £ per p.e. | 1e-06 | TMS | 2026-12-16 | 1556000 | 1474417.8969 | 1474417.8969 | 1.0295 | 1517889.9487 | 1.1806 | 1.7921 | 0.0397 | 0.0059288 |  | 7TW200656
HNL00221 | Changed |  |  |  | WQ | Thames | Hertfordshire and North London | Thames Water Utilities Ltd | 7TW200110 | BARKWAY SEWAGE TREATMENT WORKS | Quin | GB106038040120 | River | Lee Upper |  |  |  | WFD_IMPg | Phosphorus |  |  |  |  | Continuous Discharge | 2024-12-22 | Amber | CATM.3093 | 538700 | 234700 | [30 empty] | 756 | n/a | 3.5 mg/l | 4mg/l as 95%ile and 8 as Upper Teir | 162 | N/A | [19 empty] | 8.429 |  |  |  |  | No |  | KM improved figure is a best guess by measuring distance between discharges on ARCMap. This is what was suggested in the PR19 guidance on Environmental Outcomes. This means that this amount of KM will move from Bad/Poor to good status. Cost Benefit suggests that this is a feasible scheme under the catchment calculations produced by the Environment Agency. |  |  | 1945 | 900 | 0 | 1 | WWN | £ per p.e. | 1e-06 | TMS | 2028-01-10 | 1750500 | 1658720.134 | 1658720.134 | 1.0295 | 1707626.1923 | 1.1806 | 2.0161 | 0.0397 | 0.0066699 |  | 7TW200110
THM00581 | Changed |  |  |  | WQ | Thames | Thames | Thames Water Utilities Ltd | 7TW200743 | BENTLEY STW | North Wey (Alton to Tilford) | GB106039017830 | River | Wey |  |  |  | WFD_IMPm | Phosphorus |  |  |  |  | Continuous Discharge | 2024-12-22 | Amber | CSSC.2455 | 479300 | 143500 | [30 empty] | 2560 |  | 0.9 | IRON:4mg/l (95%ile); 8mg/l (Upper Tier) | 896 | [20 empty] | 2.4 | [9 empty] | 474 | 4100 | 0 | 0 | WWN | £ per p.e. | 1e-06 | TMS | 2027-04-02 | 1943400 | 1841506.2601 | 1841506.2601 | 1.0295 | 1895801.6236 | 1.1806 | 2.2382 | 0.0397 | 0.0074049 |  | 7TW200743
KSL00044 | Changed |  |  |  | WR | Thames | Kent South London and East Sussex | Thames Water Utilities Ltd | 7TW100007 | BEXLEY PUMPING STATION | Upper Cray | GB106040023990 | River | Cray and Shuttle |  |  |  | WFD_IMP_WRFlow | [5 empty] | Sustainability Change | 2024-12-22 | Amber | 9/40/01/0130/GR | 548501 | 172758 |  |  | Implementation following options appraisal in AMP6 considering Bexley PS and the River Cray. Sustainability Change: remove time-limited variation. The Options Appraisal for implementation in AMP7 (following the current Investigation) will include consideration of a reduction in licensed abstraction and river restoration. | [36 empty] | West Kent Darent and Cray Chalk | GB40601G501800 | CAT 2 | London |  |  | 11600 | 36 |  | 3303 | 4.2 |  |  | 8297 | 31.8 |  | 2.595 | [9 empty] | 6.2816 | 1 | 0 | 1 | WR | £m | 1 | TMS | 2029-07-29 | 6281600 |  | 6281600 | 1.0295 | 6466808.0345 | 1.1806 | 7.6349 | 0.0397 | 0.025259 |  | 7TW100007
KSL00046 | Changed |  |  |  | WR | Thames | Kent South London and East Sussex | Thames Water Utilities Ltd | 7TW100008 | BEXLEY PUMPING STATION | Lower Cray | GB106040024150 | River | Cray and Shuttle |  |  |  | WFD_IMP_WRFlow | [5 empty] | Sustainability Change | 2024-12-22 | Amber | 9/40/01/0130/GR | 548730 | 172688 |  |  | Implementation following options appraisal in AMP6 considering Bexley PS and the River Cray. Sustainability Change: remove time-limited variation. The Options Appraisal for implementation in AMP7 (following the current Investigation) will include consideration of a reduction in licensed abstraction and river restoration. | [36 empty] | West Kent Darent and Cray Chalk | GB40601G501800 | CAT 2 | London |  |  | 11600 | 36 |  | 3303 | 4.2 |  |  | 8297 | 31.8 |  | 2.595 | [9 empty] | 6.2816 | 1 | 0 | 1 | WR | £m | 1 | TMS | 2029-07-29 | 6281600 |  | 6281600 | 1.0295 | 6466808.0345 | 1.1806 | 7.6349 | 0.0397 | 0.025259 |  | 7TW100008
HNL00226 | Changed |  |  |  | WQ | Thames | Hertfordshire and North London | Thames Water Utilities Ltd | 7TW200115 | BISHOPS STORTFORD SEWAGE TREATMENT WORKS | Great Hallingbury Brook | GB106038033330 | River | Lee Upper |  |  |  | WFD_IMPg | Phosphorus |  |  |  |  | Continuous Discharge | 2024-12-22 | Amber | CNTD.0081 | 550270 | 219510 | [30 empty] | 62055 | n/a | 0.25 mg/l | 4mg/l as 95%ile and 8 as Upper Teir | 17349 | N/A | [19 empty] | 2.5 |  |  |  |  | No |  | KM improved figure is a best guess by measuring distance between discharges on ARCMap. This is what was suggested in the PR19 guidance on Environmental Outcomes. This means that this amount of KM will move from Poor to good status. The improvements in the P levels at this works will help drive the SSSI investigation on the Hunsdon Mead Meadows and allow investigation into what a suitable P target will be for this site. Cost Benefit suggests that this is a feasible scheme under the catchment calculations produced by the Environment Agency. |  |  | 55 | 92600 | 0 | 1 | WWN | £ per p.e. | 1e-06 | TMS | 2027-03-25 | 5093000 | 4825970.6612 | 4825970.6612 | 1.0295 | 4968260.6097 | 1.1806 | 5.8657 | 0.0397 | 0.019406 |  | 7TW200115
HNL00233 | Changed |  |  |  | WQ | Thames | Hertfordshire and North London | Thames Water Utilities Ltd | 7TW200122 | BLACKBIRDS SEWAGE TREATMENT WORKS | Colne (from Confluence with Ver to Gade) | GB106039029840 | River | Colne |  |  |  | WFD_IMPm | Phosphorus |  |  |  |  | Continuous Discharge | 2024-12-22 | Amber | CNTW.0660 | 513710 | 201060 | [30 empty] | 97535 | n/a | 0.25 mg/l | 4mg/l as 95%ile and 8 as Upper Teir | 40667 | N/A | [19 empty] | 14.357 |  |  |  |  | No |  | KM improved figure is a best guess by measuring distance between discharges on ARCMap. This is what was suggested in the PR19 guidance on Environmental Outcomes. This means that this amount of KM will move from Poor to moderate status. Cost Benefit suggests that this is a feasible scheme under the catchment calculations produced by the Environment Agency. |  |  | 55 | 91900 | 0 | 0 | WWN | £ per p.e. | 1e-06 | TMS | 2029-08-30 | 5054500 | 4789489.2415 | 4789489.2415 | 1.0295 | 4930703.564 | 1.1806 | 5.8214 | 0.0397 | 0.019259 |  | 7TW200122
THM00585 | Changed |  |  |  | WQ | Thames | Thames | Thames Water Utilities Ltd | 7TW200747 | BLUNSDON STW | Share ditch | GB106039023680 | River | Thames Upper |  |  |  | WFD_IMPm | Phosphorus |  |  |  |  | Continuous Discharge | 2024-12-22 | Amber | CSSC.2459 | 415000 | 191300 | [30 empty] | 1780 |  | 0.4 | IRON:4mg/l (95%ile); 8mg/l (Upper Tier) | 487 | [20 empty] | 2.5 | [9 empty] | 742 | 2700 | 0 | 1 | WWN | £ per p.e. | 1e-06 | TMS | 2026-11-10 | 2003400 | 1898360.4207 | 1898360.4207 | 1.0295 | 1954332.0843 | 1.1806 | 2.3073 | 0.0397 | 0.0076335 |  | 7TW200747
THM00497 | Changed |  |  |  | WQ | Thames | Thames | Thames Water Utilities Ltd | 7TW200659 | BORDON STW | South Wey (Haslemere to Bordon) | GB106039017700 | River | Wey |  |  |  | WFD_IMPg | Phosphorus |  |  |  |  | Continuous Discharge | 2024-12-22 | Amber | CTCR.1645 | 480300 | 136200 | [30 empty] | 37400 | 1 | 0.25 | IRON:4mg/l (95%ile); 8mg/l (Upper Tier) | 8790 | [20 empty] | 2.4 | [9 empty] | 147 | 49000 | 0 | 0 | WWN | £ per p.e. | 1e-06 | TMS | 2026-05-26 | 7203000 | 6825341.9738 | 6825341.9738 | 1.0295 | 7026581.8126 | 1.1806 | 8.2958 | 0.0397 | 0.027445 |  | 7TW200659
HNL00220 | Changed |  |  |  | WQ | Thames | Hertfordshire and North London | Thames Water Utilities Ltd | 7TW200109 | BRAUGHING SEWAGE TREATMENT WORKS | Quin | GB106038040120 | River | Lee Upper |  |  |  | WFD_IMPg | Phosphorus |  |  |  |  | Continuous Discharge | 2024-12-22 | Amber | CSSC.0249 | 539400 | 226800 | [30 empty] | 1581 | n/a | 0.4 mg/l | 4mg/l as 95%ile and 8 as Upper Teir | 341 | N/A | [19 empty] | 5.411 |  |  |  |  | No |  | KM improved figure is a best guess by measuring distance between discharges on ARCMap. This is what was suggested in the PR19 guidance on Environmental Outcomes. This means that this amount of KM will move from Bad/Poor to good status. Cost Benefit suggests that this is a feasible scheme under the catchment calculations produced by the Environment Agency. |  |  | 1370 | 1800 | 0 | 1 | WWN | £ per p.e. | 1e-06 | TMS | 2026-10-24 | 2466000 | 2336705.9985 | 2336705.9985 | 1.0295 | 2405601.9367 | 1.1806 | 2.8401 | 0.0397 | 0.0093961 |  | 7TW200109
HNL00207 | Changed |  |  |  | WQ | Thames | Hertfordshire and North London | Thames Water Utilities Ltd | 7TW200096 | BRENTWOOD SEWAGE TREATMENT WORKS | Ingrebourne | GB106037028130 | River | Roding Beam and Ingrebourne |  |  |  | WFD_IMPm | Phosphorus |  |  |  |  | Continuous Discharge | 2024-12-22 | Amber | CSSC.0328 | 556000 | 191490 | [30 empty] | 36773 | n/a | 0.25 mg/l | 4mg/l as 95%ile and 8 as Upper Teir | 7000 | N/A | [19 empty] | 15 |  |  |  |  | No |  | KM improved figure is a best guess by measuring distance between discharges on ARCMap. This is what was suggested in the PR19 guidance on Environmental Outcomes. This means that this amount of KM will move from Poor to Good status. Cost Benefit suggests that this is a feasible scheme under the catchment calculations produced by the Environment Agency. |  |  | 147 | 43300 | 0 | 0 | WWN | £ per p.e. | 1e-06 | TMS | 2027-10-12 | 6365100 | 6031373.6217 | 6031373.6217 | 1.0295 | 6209203.9283 | 1.1806 | 7.3308 | 0.0397 | 0.024253 |  | 7TW200096
HNL00253 |  |  |  |  | WQ | Thames | Hertfordshire and North London | Thames Water Utilities Ltd | 7TW200915 | BRENTWOOD SEWAGE TREATMENT WORKS | Ingrebourne | GB106037028130 | River | Roding Beam and Ingrebourne |  |  |  | U_IMP2 | Phosphorus |  |  |  |  | Continuous Discharge | 2026-05-12 | Green | CSSC.0328 | 556000 | 191490 | [30 empty] | 36773 |  | 2 | 2mg/l | 7000 | [20 empty] | 15 | [9 empty] | 78 | 43300 | 0 | 1 | WWN | £ per p.e. | 1e-06 | TMS | 2026-05-12 | 3377400 | 3200320.6972 | 3200320.6972 | 1.0295 | 3294679.6354 | 1.1806 | 3.8898 | 0.0397 | 0.012869 |  | 7TW200915
THM00587 | Changed |  |  |  | WQ | Thames | Thames | Thames Water Utilities Ltd | 7TW200749 | BURGHFIELD STW | Clayhill Brook | GB106039023120 | River | Kennet |  |  |  | WFD_IMPm | Phosphorus |  |  |  |  | Continuous Discharge | 2024-12-22 | Amber | CNTD.0004 | 465910 | 168570 | [30 empty] | 7240 |  | 0.25 | IRON: 3mg/l (95%ile); 8mg/l (Upper Tier) | 2200 | [20 empty] | 3.5 | [9 empty] | 754 | 8100 | 0 | 0 | WWN | £ per p.e. | 1e-06 | TMS | 2027-01-25 | 6107400 | 5787185.0022 | 5787185.0022 | 1.0295 | 5957815.5994 | 1.1806 | 7.034 | 0.0397 | 0.023271 |  | 7TW200749
HNL00087 | Changed |  |  |  | WR | Thames | Hertfordshire and North London | Thames Water Utilities Ltd | 7TW100021 | CHINGFORD SOUTH - RIVER LEE DIVERSION | Lea Navigation Enfield Lock to Tottenham Locks | GB106038027950 | River | Lee Lower Rivers and Lakes |  |  |  | WFD_ND_WRFlow | [5 empty] | Sustainability Change | 2024-12-22 | Amber | 29/38/08/0194 | 537400 | 194900 |  |  | Additional water bodies: Lea Navigation (Fieldes Weir to Enfield Lock) & Lee (Tottenham Locks to Bow Locks/Three Mills Locks), Licence rates in WR Details columns are aggregated per whole licence 29/38/08/0194. This investigation is still ongoing hence solution is yet to be determined. The proposed licence change is based on the worst case scenario. Atkins (2012) reviewed flows required in Lower River Lee to support good ecological potential. Based on their work the minimum flows at Hackney Marsh area should be around 284Ml/d (Closest gauging station - Lea Bridge). In order to protect this flows an estimate of approx. 125 Ml/d through HOF condition. Similar flow increase has been considered in Ricardo (March 2017) briefing note listing various options to mitigate abstraction impacts in Lower Lee. Hence the overall reduction of 125Ml/d is considered for WINEP1. The final option however will be determined by the investigation and option appraisal process and it may be that no sustainability change will be applied but other option to improve the water body will be considered more appropriate. | [38 empty] | CAT 1 | London |  |  | 200937 | 2636 | x | [7 empty] | 10 | [6 empty] | Additional water bodies: Lea Navigation (Fieldes Weir to Enfield Lock) & Lee (Tottenham Locks to Bow Locks/Three Mills Locks), The overall reduction of 125Ml/d (reduction when HOF at Q70 (recent actual scenario) is reached) is considered for WINEP (see col.AC for more details). The final option however will be determined by the investigation and option appraisal process and it may be that no sustainability change will be applied but other option to improve the water body will be considered more appropriate. Please note rates provided per whole licence rather than a point. Environmental outcomes have been estimated. |  |  | 0 | 0 | 0 | 1 | WR | £m | 1 | TMS | 2027-04-02 | 0 |  | 0 | 1.0295 | 0 | 1.1806 | 0 | 0.0397 | 0 | AoN1
HNL00088 | Changed |  |  |  | WR | Thames | Hertfordshire and North London | Thames Water Utilities Ltd | 7TW100021 | CHINGFORD SUPPLY CHANNEL - RIVER LEE DIVERSION | Lea Navigation Enfield Lock to Tottenham Locks | GB106038027950 | River | Lee Lower Rivers and Lakes |  |  |  | WFD_ND_WRFlow | [5 empty] | Sustainability Change | 2024-12-22 | Amber | 29/38/08/0194 | 536700 | 193200 |  |  | Additional water bodies: Lea Navigation (Fieldes Weir to Enfield Lock) & Lee (Tottenham Locks to Bow Locks/Three Mills Locks), Licence rates in WR Details columns are aggregated per whole licence 29/38/08/0194. This investigation is still ongoing hence solution is yet to be determined. The proposed licence change is based on the worst case scenario. Atkins (2012) reviewed flows required in Lower River Lee to support good ecological potential. Based on their work the minimum flows at Hackney Marsh area should be around 284Ml/d (Closest gauging station - Lea Bridge). In order to protect this flows an estimate of approx. 125 Ml/d through HOF condition. Similar flow increase has been considered in Ricardo (March 2017) briefing note listing various options to mitigate abstraction impacts in Lower Lee. Hence the overall reduction of 125Ml/d is considered for WINEP1. The final option however will be determined by the investigation and option appraisal process and it may be that no sustainability change will be applied but other option to improve the water body will be considered more appropriate. | [38 empty] | CAT 1 | London |  |  | 200937 | 2636 | x | [7 empty] | 10 | [6 empty] | Additional water bodies: Lea Navigation (Fieldes Weir to Enfield Lock) & Lee (Tottenham Locks to Bow Locks/Three Mills Locks); The overall reduction of 125Ml/d (reduction when HOF at Q70 (recent actual scenario) is reached) is considered for WINEP (see col.AC for more details). The final option however will be determined by the investigation and option appraisal process and it may be that no sustainability change will be applied but other option to improve the water body will be considered more appropriate. Please note rates provided per whole licence rather than a point. Environmental outcomes have been estimated. |  |  | 0 | 0 | 0 | 1 | WR | £m | 1 | TMS | 2027-04-02 | 0 |  | 0 | 1.0295 | 0 | 1.1806 | 0 | 0.0397 | 0 | AoN2
THM00514 | Changed |  |  |  | WQ | Thames | Thames | Thames Water Utilities Ltd | 7TW200676 | CRANLEIGH STW | Cranleigh Waters | GB106039017810 | River | Wey |  |  |  | WFD_IMPg | Phosphorus |  |  |  |  | Continuous Discharge | 2024-12-22 | Amber | CNTD.0042 | 504000 | 139400 | [30 empty] | 13900 | 2 | 0.4 | IRON:4mg/l (95%ile); 8mg/l (Upper Tier) | 4540 | [20 empty] | 2.4 | [9 empty] | 193 | 24800 | 0 | 0 | WWN | £ per p.e. | 1e-06 | TMS | 2027-12-28 | 4786400 | 4535445.9008 | 4535445.9008 | 1.0295 | 4669169.9553 | 1.1806 | 5.5126 | 0.0397 | 0.018237 |  | 7TW200676
THM00520 | Changed |  |  |  | WQ | Thames | Thames | Thames Water Utilities Ltd | 7TW200682 | DORTON STW | Dorton, Chearsley and Waddesdon Brooks | GB106039030400 | River | Thame |  |  |  | WFD_IMPg | Phosphorus |  |  |  |  | Continuous Discharge | 2024-12-22 | Amber | CSSC.0465 | 468400 | 214200 | [30 empty] | 130 |  | 0.5 | IRON:4mg/l (95%ile); 8mg/l (Upper Tier) | 50 | [20 empty] | 7.5 | [9 empty] | 3286 | 200 | 0 | 0 | WWN | £ per p.e. | 1e-06 | TMS | 2026-09-30 | 657200 | 622742.5719 | 622742.5719 | 1.0295 | 641103.6467 | 1.1806 | 0.75691 | 0.0397 | 0.0025041 |  | 7TW200682
THM00521 | Changed |  |  |  | WQ | Thames | Thames | Thames Water Utilities Ltd | 7TW200683 | ELSTEAD STW | Wey (Tilford to Shalford) | GB106039017820 | River | Wey |  |  |  | WFD_IMPg | Phosphorus |  |  |  |  | Continuous Discharge | 2024-12-22 | Amber | CSSC.5784 | 491200 | 144300 | [30 empty] | 5570 |  | 1 | IRON:4mg/l (95%ile); 8mg/l (Upper Tier) | 1591 | [20 empty] | 2.4 | [9 empty] | 226 | 5800 | 0 | 1 | WWN | £ per p.e. | 1e-06 | TMS | 2026-05-11 | 1310800 | 1242073.8941 | 1242073.8941 | 1.0295 | 1278695.4658 | 1.1806 | 1.5097 | 0.0397 | 0.0049945 |  | 7TW200683
HNL00089 | Changed |  |  |  | WR | Thames | Hertfordshire and North London | Thames Water Utilities Ltd | 7TW100021 | ENFIELD LOCK - LEA NAVIGATION | Lea Navigation Enfield Lock to Tottenham Locks | GB106038027950 | River | Lee Lower Rivers and Lakes |  |  |  | WFD_ND_WRFlow | [5 empty] | Sustainability Change | 2024-12-22 | Amber | 29/38/08/0194 | 537000 | 197900 |  |  | Additional water bodies: Lea Navigation (Fieldes Weir to Enfield Lock) & Lee (Tottenham Locks to Bow Locks/Three Mills Locks), Licence rates in WR Details columns are aggregated per whole licence 29/38/08/0194. This investigation is still ongoing hence solution is yet to be determined. The proposed licence change is based on the worst case scenario. Atkins (2012) reviewed flows required in Lower River Lee to support good ecological potential. Based on their work the minimum flows at Hackney Marsh area should be around 284Ml/d (Closest gauging station - Lea Bridge). In order to protect this flows an estimate of approx. 125 Ml/d through HOF condition. Similar flow increase has been considered in Ricardo (March 2017) briefing note listing various options to mitigate abstraction impacts in Lower Lee. Hence the overall reduction of 125Ml/d is considered for WINEP1. The final option however will be determined by the investigation and option appraisal process and it may be that no sustainability change will be applied but other option to improve the water body will be considered more appropriate. | [38 empty] | CAT 1 | London |  |  | 200937 | 2636 | x | [7 empty] | 10 | [6 empty] | Additional water bodies: Lea Navigation (Fieldes Weir to Enfield Lock) & Lee (Tottenham Locks to Bow Locks/Three Mills Locks); The overall reduction of 125Ml/d (reduction when HOF at Q70 (recent actual scenario) is reached) is considered for WINEP (see col.AC for more details). The final option however will be determined by the investigation and option appraisal process and it may be that no sustainability change will be applied but other option to improve the water body will be considered more appropriate. Please note rates provided per whole licence rather than a point. Environmental outcomes have been estimated. |  |  | 0 | 0 | 0 | 1 | WR | £m | 1 | TMS | 2027-04-02 | 0 |  | 0 | 1.0295 | 0 | 1.1806 | 0 | 0.0397 | 0 | AoN3
HNL00090 | Changed |  |  |  | WR | Thames | Hertfordshire and North London | Thames Water Utilities Ltd | 7TW100021 | ENFIELD LOCK - RIVER LEE | Lea Navigation Enfield Lock to Tottenham Locks | GB106038027950 | River | Lee Lower Rivers and Lakes |  |  |  | WFD_ND_WRFlow | [5 empty] | Sustainability Change | 2024-12-22 | Amber | 29/38/08/0194 | 537300 | 198000 |  |  | Additional water bodies: Lea Navigation (Fieldes Weir to Enfield Lock) & Lee (Tottenham Locks to Bow Locks/Three Mills Locks), Licence rates in WR Details columns are aggregated per whole licence 29/38/08/0194. This investigation is still ongoing hence solution is yet to be determined. The proposed licence change is based on the worst case scenario. Atkins (2012) reviewed flows required in Lower River Lee to support good ecological potential. Based on their work the minimum flows at Hackney Marsh area should be around 284Ml/d (Closest gauging station - Lea Bridge). In order to protect this flows an estimate of approx. 125 Ml/d through HOF condition. Similar flow increase has been considered in Ricardo (March 2017) briefing note listing various options to mitigate abstraction impacts in Lower Lee. Hence the overall reduction of 125Ml/d is considered for WINEP1. The final option however will be determined by the investigation and option appraisal process and it may be that no sustainability change will be applied but other option to improve the water body will be considered more appropriate. | [38 empty] | CAT 1 | London |  |  | 200937 | 2636 | x | [7 empty] | 10 | [6 empty] | Additional water bodies: Lea Navigation (Fieldes Weir to Enfield Lock) & Lee (Tottenham Locks to Bow Locks/Three Mills Locks); The overall reduction of 125Ml/d (reduction when HOF at Q70 (recent actual scenario) is reached) is considered for WINEP (see col.AC for more details). The final option however will be determined by the investigation and option appraisal process and it may be that no sustainability change will be applied but other option to improve the water body will be considered more appropriate. Please note rates provided per whole licence rather than a point. Environmental outcomes have been estimated. |  |  | 0 | 0 | 0 | 1 | WR | £m | 1 | TMS | 2027-04-02 | 0 |  | 0 | 1.0295 | 0 | 1.1806 | 0 | 0.0397 | 0 | AoN4
HNL00211 | Changed |  |  |  | WQ | Thames | Hertfordshire and North London | Thames Water Utilities Ltd | 7TW200100 | EPPING (FIDDLERS HAMLET) SEWAGE TREATMENT WORKS | Cripsey Brook | GB106037033500 | River | Roding Beam and Ingrebourne |  |  |  | WFD_IMPg | Phosphorus |  |  |  |  | Continuous Discharge | 2024-12-22 | Amber | CSSC.0295 | 547820 | 200370 | [30 empty] | 13002 | n/a | 0.25 mg/l | 4mg/l as 95%ile and 8 as Upper Teir | 3210 | N/A | [19 empty] | 2.5 |  |  |  |  | No |  | KM improved figure is a best guess by measuring distance between discharges on ARCMap. This is what was suggested in the PR19 guidance on Environmental Outcomes. This means that this amount of KM will move from Poor to Good status. Cost Benefit suggests that this is a feasible scheme under the catchment calculations produced by the Environment Agency. |  |  | 438 | 17800 | 0 | 1 | WWN | £ per p.e. | 1e-06 | TMS | 2027-06-12 | 7796400 | 7387629.6216 | 7387629.6216 | 1.0295 | 7605448.0694 | 1.1806 | 8.9792 | 0.0397 | 0.029706 |  | 7TW200100
HNL00252 |  |  |  |  | WQ | Thames | Hertfordshire and North London | Thames Water Utilities Ltd | 7TW200914 | EPPING (FIDDLERS HAMLET) SEWAGE TREATMENT WORKS | Brookhouse Brook | GB106037028150 | River | Roding Beam and Ingrebourne |  |  |  | U_IMP2 | Phosphorus |  |  |  |  | Continuous Discharge | 2026-05-12 | Green | CSSC.0295 | 547820 | 200370 | [30 empty] | 13002 |  | 2 | 2mg/l | 3210 | [20 empty] | 24.5 | [9 empty] | 167 | 17800 | 0 | 1 | WWN | £ per p.e. | 1e-06 | TMS | 2026-05-12 | 2972600 | 2816744.6274 | 2816744.6274 | 1.0295 | 2899794.1269 | 1.1806 | 3.4236 | 0.0397 | 0.011326 |  | 7TW200914
THM00598 | Changed |  |  |  | WQ | Thames | Thames | Thames Water Utilities Ltd | 7TW200760 | FARNHAM STW | North Wey (Alton to Tilford) | GB106039017830 | River | Wey |  |  |  | WFD_IMPm | Phosphorus |  |  |  |  | Continuous Discharge | 2024-12-22 | Amber | CNTD.0069 | 485500 | 148070 | [30 empty] | 44600 | 2 | 0.3 | IRON: 2.5mg/l 95%ile; 8mg/l (Upper Tier) | 13300 | [20 empty] | 2.4 | [9 empty] | 147 | 50400 | 0 | 0 | WWN | £ per p.e. | 1e-06 | TMS | 2026-11-28 | 7408800 | 7020351.7444 | 7020351.7444 | 1.0295 | 7227341.2929 | 1.1806 | 8.5328 | 0.0397 | 0.028229 |  | 7TW200760
THM00599 | Changed |  |  |  | WQ | Thames | Thames | Thames Water Utilities Ltd | 7TW200761 | FLEET STW | Fleet Brook | GB106039017120 | River | Loddon |  |  |  | WFD_IMPm | Phosphorus |  |  |  |  | Continuous Discharge | 2024-12-22 | Amber | CTCR.1835 | 480400 | 156400 | [30 empty] | 45200 | 2 | 0.3 | IRON: 3mg/l (95%ile); 8mg/l (Upper Tier) | 12917 | [20 empty] | 7 | [9 empty] | 147 | 66400 | 0 | 0 | WWN | £ per p.e. | 1e-06 | TMS | 2027-11-30 | 9760800 | 9249034.8379 | 9249034.8379 | 1.0295 | 9521735.3542 | 1.1806 | 11.2417 | 0.0397 | 0.037191 |  | 7TW200761
THM00525 | Changed |  |  |  | WQ | Thames | Thames | Thames Water Utilities Ltd | 7TW200687 | GODALMING STW | Wey (Tilford to Shalford) | GB106039017820 | River | Wey |  |  |  | WFD_IMPg | Phosphorus |  |  |  |  | Continuous Discharge | 2024-12-22 | Amber | CNTW.0659 | 499400 | 145700 | [30 empty] | 34000 | 2 | 0.3 | IRON:4mg/l (95%ile); 8mg/l (Upper Tier) | 8749 | [20 empty] | 2.4 | [9 empty] | 147 | 37600 | 0 | 0 | WWN | £ per p.e. | 1e-06 | TMS | 2028-01-10 | 5527200 | 5237405.2697 | 5237405.2697 | 1.0295 | 5391826.0439 | 1.1806 | 6.3658 | 0.0397 | 0.02106 |  | 7TW200687
THM00529 | Changed |  |  |  | WQ | Thames | Thames | Thames Water Utilities Ltd | 7TW200691 | GUILDFORD STW | Wey (Shalford to River Thames confluence at Weybridge) | GB106039017630 | River | Wey |  |  |  | WFD_IMPg | Phosphorus |  |  |  |  | Continuous Discharge | 2026-03-31 | Amber | CTCR.1084 | 500300 | 151600 | [30 empty] | 95900 | 2 | 0.25 | IRON:4mg/l (95%ile); 8mg/l (Upper Tier) | 26254 | [20 empty] | 2.4 | [9 empty] | 55 | 120500 | 0 | 0 | WWN | £ per p.e. | 1e-06 | TMS | 2026-12-31 | 6627500 | 6280015.8172 | 6280015.8172 | 1.0295 | 6465177.1433 | 1.1806 | 7.633 | 0.0397 | 0.025253 |  | 7TW200691
HNL00215 | Changed |  |  |  | WQ | Thames | Hertfordshire and North London | Thames Water Utilities Ltd | 7TW200104 | HARPENDEN SEWAGE TREATMENT WORKS | Lee (from Luton Hoo Lakes to Hertford) | GB106038033392 | River | Lee Upper |  |  |  | WFD_IMPm | Phosphorus |  |  |  |  | Continuous Discharge | 2024-12-22 | Amber | CLCP.0131 | 515100 | 214710 | [30 empty] | 38400 | n/a | 0.3 mg/l | 4mg/l as 95%ile and 8 as Upper Teir | 8043 | N/A | [19 empty] | 10.9 |  |  |  |  | No |  | KM improved figure is a best guess by measuring distance between discharges on ARCMap. This is what was suggested in the PR19 guidance on Environmental Outcomes. This means that this amount of KM will move from Poor to Moderate status. Cost Benefit suggests that this is a feasible scheme under the catchment calculations produced by the Environment Agency. |  |  | 147 | 40100 | 0 | 0 | WWN | £ per p.e. | 1e-06 | TMS | 2028-02-29 | 5894700 | 5585637.003 | 5585637.003 | 1.0295 | 5750325.116 | 1.1806 | 6.789 | 0.0397 | 0.02246 |  | 7TW200104
THM00602 | Changed |  |  |  | WQ | Thames | Thames | Thames Water Utilities Ltd | 7TW200764 | HARTLEY WINTNEY STW | Hart (Elvetham to Hartley Wintney) | GB106039017170 | River | Loddon |  |  |  | WFD_IMPm | Phosphorus |  |  |  |  | Continuous Discharge | 2024-12-22 | Amber | CNTD.0047 | 476600 | 158000 | [30 empty] | 21400 | 1 | 0.25 | IRON:4mg/l (95%ile); 8mg/l (Upper Tier) | 6833 | [20 empty] | 2.7 | [9 empty] | 438 | 27900 | 0 | 0 | WWN | £ per p.e. | 1e-06 | TMS | 2026-10-18 | 12220200 | 11579486.8788 | 11579486.8788 | 1.0295 | 11920898.9402 | 1.1806 | 14.0742 | 0.0397 | 0.046562 |  | 7TW200764
THM00531 | Changed |  |  |  | WQ | Thames | Thames | Thames Water Utilities Ltd | 7TW200693 | Haslemere STW | South Wey (Haslemere to Bordon) | GB106039017700 | River | Wey |  |  |  | WFD_IMPg | Phosphorus |  |  |  |  | Continuous Discharge | 2024-12-22 | Amber | CTCR.1203 | 487900 | 132500 | [30 empty] | 15500 | 2 | 0.25 | IRON:4mg/l (95%ile); 8mg/l (Upper Tier) | 4296 | [20 empty] | 2.4 | [9 empty] | 438 | 17600 | 0 | 0 | WWN | £ per p.e. | 1e-06 | TMS | 2027-01-30 | 7708800 | 7304622.5472 | 7304622.5472 | 1.0295 | 7519993.5967 | 1.1806 | 8.8784 | 0.0397 | 0.029373 |  | 7TW200693
HNL00216 | Changed |  |  |  | WQ | Thames | Hertfordshire and North London | Thames Water Utilities Ltd | 7TW200105 | HATFIELD (MILL GREEN) SEWAGE TREATMENT WORKS | Lee (from Luton Hoo Lakes to Hertford) | GB106038033392 | River | Lee Upper |  |  |  | WFD_IMPm | Phosphorus |  |  |  |  | Continuous Discharge | 2024-12-22 | Amber | CLCR.0087 | 523600 | 209700 | [30 empty] | 22505 | n/a | 1 mg/l | 4mg/l as 95%ile and 8 as Upper Teir | 4694 | N/A | [19 empty] | 3.1 |  |  |  |  | No |  | KM improved figure is a best guess by measuring distance between discharges on ARCMap. This is what was suggested in the PR19 guidance on Environmental Outcomes. This means that this amount of KM will move from Poor to Moderate status. Cost Benefit suggests that this is a feasible scheme under the catchment calculations produced by the Environment Agency. |  |  | 78 | 31800 | 0 | 0 | WWN | £ per p.e. | 1e-06 | TMS | 2026-06-23 | 2480400 | 2350350.997 | 2350350.997 | 1.0295 | 2419649.2472 | 1.1806 | 2.8567 | 0.0397 | 0.009451 |  | 7TW200105
HNL00092 | Changed |  |  |  | WR | Thames | Hertfordshire and North London | Thames Water Utilities Ltd | 7TW100044 | HAWRIDGE PUMPING STATION | Chess | GB106039029870 | River | Colne |  |  |  | WFD_IMP_WRFlow |  | NERC_IMP2 |  | WFD_ND_WRFlow |  | Sustainability Change | 2024-12-22 | Amber | 28/39/28/0238 | 495670 | 205530 |  |  | Investigation, conducted by consultants on behalf of water company, hasn't concluded yet. Impacts of abstraction, however, have already been confirmed hence sustainability reductions included as in WINEP2. Options that will be implemented for both No Deterioration and WFD Improvements will be clarified further through options appraisal process. At the Operational Catchment Scale proposed WINEP3 schemes are cost beneficial. | [8 empty] | Chalk river | Chalk river | [26 empty] | Mid-Chilterns Chalk | GB40601G601200 | 3 | Slough Wycombe Aylesbury |  |  | 3327 | 9.09 |  | 3327 | 9.09 |  | 5.5 | 0 | 0 |  | 5 | [6 empty] | Investigation, conducted by consultants on behalf of water company, hasn't concluded yet. Impacts of abstraction, however, have already been confirmed hence sustainability reductions included as in WINEP2. Options that will be implemented for both No Deterioration and WFD Improvements will be clarified further through options appraisal process. At the Operational Catchment Scale proposed WINEP3 schemes are cost beneficial. |  |  | 20.0815 | 1 | 0 | 1 | WR | £m | 1 | TMS | 2028-05-31 | 20081500 |  | 20081500 | 1.0295 | 20673587.2301 | 1.1806 | 24.4079 | 0.0397 | 0.08075 |  | 7TW100044
THM00754 | Addition |  |  |  | WQ | Thames | Thames | Thames Water Utilities Ltd | 7TW300093 | Hockford STW | Hoe Stream (Pirbright to River Wey confluence at Woking) | GB106039017900 | River | Wey |  |  |  | WFD_IMPg | Phosphorus |  |  |  |  | Continuous Discharge | 2024-12-22 | Amber | CNTD.0037 | 496000 | 154200 | [30 empty] | 15800 | 2 | 0.3 | IRON 3.5mg/l (95%ile); 8mg/l (Upper Tier) | 6275 | [20 empty] | 2 | [9 empty] | 754 | 10500 | 0 | 0 | WWN | £ per p.e. | 1e-06 | TMS | 2029-03-05 | 7917000 | 7501906.4843 | 7501906.4843 | 1.0295 | 7723094.2955 | 1.1806 | 9.1181 | 0.0397 | 0.030166 |  | 7TW300093
KSL00233 | Changed |  |  |  | WQ | Thames | Kent South London and East Sussex | Thames Water Utilities Ltd | 7TW200154 | Holmwood wwtw | Leigh Brook | GB106039017550 | River | Mole Lower and Rythe |  |  |  | WFD_IMPm | Phosphorus |  |  |  |  | Continuous Discharge | 2024-12-22 | Amber | CTCR.1189 | 518800 | 144900 | [30 empty] | 5989 |  | 0.25 mean | Fe: 3mg/l (95%) 8mg/l (UT) | 1211 | [20 empty] | 7 | [9 empty] | 754 | 7200 | 0 | 1 | WWN | £ per p.e. | 1e-06 | TMS | 2027-01-12 | 5428800 | 5144164.4464 | 5144164.4464 | 1.0295 | 5295836.0883 | 1.1806 | 6.2524 | 0.0397 | 0.020685 |  | 7TW200154
HNL00094 | Changed |  |  |  | WR | Thames | Hertfordshire and North London | Thames Water Utilities Ltd | 7TW100021 | KEIDS WEIR - RIVER LEE NAVIGATION | Lea Navigation Enfield Lock to Tottenham Locks | GB106038027950 | River | Lee Lower Rivers and Lakes |  |  |  | WFD_ND_WRFlow | [5 empty] | Sustainability Change | 2024-12-22 | Amber | 29/38/08/0194 | 536300 | 195200 |  |  | Additional water bodies: Lea Navigation (Fieldes Weir to Enfield Lock) & Lee (Tottenham Locks to Bow Locks/Three Mills Locks), Licence rates in WR Details columns are aggregated per whole licence 29/38/08/0194. This investigation is still ongoing hence solution is yet to be determined. The proposed licence change is based on the worst case scenario. Atkins (2012) reviewed flows required in Lower River Lee to support good ecological potential. Based on their work the minimum flows at Hackney Marsh area should be around 284Ml/d (Closest gauging station - Lea Bridge). In order to protect this flows an estimate of approx. 125 Ml/d through HOF condition. Similar flow increase has been considered in Ricardo (March 2017) briefing note listing various options to mitigate abstraction impacts in Lower Lee. Hence the overall reduction of 125Ml/d is considered for WINEP1. The final option however will be determined by the investigation and option appraisal process and it may be that no sustainability change will be applied but other option to improve the water body will be considered more appropriate. | [38 empty] | CAT 1 | London |  |  | 200937 | 2636 | x | [7 empty] | 10 | [6 empty] | Additional water bodies: Lea Navigation (Fieldes Weir to Enfield Lock) & Lee (Tottenham Locks to Bow Locks/Three Mills Locks); The overall reduction of 125Ml/d (reduction when HOF at Q70 (recent actual scenario) is reached) is considered for WINEP (see col.AC for more details). The final option however will be determined by the investigation and option appraisal process and it may be that no sustainability change will be applied but other option to improve the water body will be considered more appropriate. Please note rates provided per whole licence rather than a point. Environmental outcomes have been estimated. |  |  | 5.594 | 1 | 0 | 1 | WR | £m | 1 | TMS | 2027-04-02 | 5594000 |  | 5594000 | 1.0295 | 5758934.6894 | 1.1806 | 6.7992 | 0.0397 | 0.022494 | AoN5 | 7TW100021AoN group
THM00538 | Changed |  |  |  | WQ | Thames | Thames | Thames Water Utilities Ltd | 7TW200700 | Lewknor STW | Lewknor Brook | GB106039023750 | River | Thame |  |  |  | WFD_IMPg | Phosphorus |  |  |  |  | Continuous Discharge | 2024-12-22 | Amber | CSSC.1401 | 470900 | 198200 | [30 empty] | 400 |  | 1 | IRON:4mg/l (95%ile); 8mg/l (Upper Tier) | 117 | [20 empty] | 6.3 | [9 empty] | 3286 | 400 | 0 | 1 | WWN | £ per p.e. | 1e-06 | TMS | 2028-08-06 | 1314400 | 1245485.1437 | 1245485.1437 | 1.0295 | 1282207.2934 | 1.1806 | 1.5138 | 0.0397 | 0.0050082 |  | 7TW200700
HNL00214 | Changed |  |  |  | WQ | Thames | Hertfordshire and North London | Thames Water Utilities Ltd | 7TW200103 | LUTON (EAST HYDE) SEWAGE TREATMENT WORKS | Lee (from Luton Hoo Lakes to Hertford) | GB106038033392 | River | Lee Upper |  |  |  | WFD_IMPm | Phosphorus |  |  |  |  | Continuous Discharge | 2024-12-22 | Amber | CNTD.0084 | 512350 | 217840 | [30 empty] | 174500 | n/a | 0.25 mg/l | 4mg/l as 95%ile and 8 as Upper Teir | 44418 | N/A | [19 empty] | 4.5 |  |  |  |  | No |  | KM improved figure is a best guess by measuring distance between discharges on ARCMap. This is what was suggested in the PR19 guidance on Environmental Outcomes. This means that this amount of KM will move from Poor to Moderate status. Cost Benefit suggests that this is a feasible scheme under the catchment calculations produced by the Environment Agency. |  |  | 55 | 201600 | 0 | 0 | WWN | £ per p.e. | 1e-06 | TMS | 2028-07-31 | 11088000 | 10506648.8692 | 10506648.8692 | 1.0295 | 10816429.1459 | 1.1806 | 12.7702 | 0.0397 | 0.042248 |  | 7TW200103
HNL00234 | Changed |  |  |  | WQ | Thames | Hertfordshire and North London | Thames Water Utilities Ltd | 7TW200123 | MAPLE LODGE SEWAGE TREATMENT WORKS | Colne (Confluence with Chess to River Thames) | GB106039023090 | River | Colne |  |  |  | WFD_IMPm | Phosphorus |  |  |  |  | Continuous Discharge | 2024-12-22 | Amber | CNTD.0071 | 504200 | 191940 | [30 empty] | 522780 | n/a | 0.25 mg/l | 4mg/l as 95%ile and 8 as Upper Teir | 130000 | N/A | [19 empty] | 12.043 |  |  |  |  | No |  | KM improved figure is a best guess by measuring distance between discharges on ARCMap. This is what was suggested in the PR19 guidance on Environmental Outcomes. This means that this amount of KM will move from Poor to moderate status. Cost Benefit suggests that this is a feasible scheme under the catchment calculations produced by the Environment Agency. |  |  | 55 | 575300 | 0 | 0 | WWN | £ per p.e. | 1e-06 | TMS | 2030-08-30 | 31641500 | 29982515.3495 | 29982515.3495 | 1.0295 | 30866526.2283 | 1.1806 | 36.442 | 0.0397 | 0.12056 |  | 7TW200123
THM00543 | Changed |  |  |  | WQ | Thames | Thames | Thames Water Utilities Ltd | 7TW200705 | MARSH GIBBON STW | Summerstown Ditch and Launton and Cutters Brook | GB106039030120 | River | Oxon Ray |  |  |  | WFD_IMPg | Phosphorus |  |  |  |  | Continuous Discharge | 2024-12-22 | Amber | CTCR.1646 | 464422 | 222548 | [30 empty] | 2470 |  | 0.9 | IRON: 3mg/l (95%ile); 8mg/l (Upper Tier) | 708 | [20 empty] | 8 | [9 empty] | 474 | 1800 | 0 | 1 | WWN | £ per p.e. | 1e-06 | TMS | 2026-12-23 | 853200 | 808466.163 | 808466.163 | 1.0295 | 832303.1518 | 1.1806 | 0.98264 | 0.0397 | 0.0032509 |  | 7TW200705
KSL00234 | Changed |  |  |  | WQ | Thames | Kent South London and East Sussex | Thames Water Utilities Ltd | 7TW200155 | Merstham wwtw | Redhill Brook | GB106039017590 | River | Mole Upper Trib |  |  |  | WFD_IMPm | Phosphorus |  |  |  |  | Continuous Discharge | 2024-12-22 | Amber | CNTM.0081 | 529770 | 152120 | [30 empty] | 9260 |  | 0.4 mean | Fe: 3.5mg/l (95%) 8mg/l (UT) | 2522 | [20 empty] | 13.5 | [6 empty] | 7.5 km improved to moderate in Redhill Brook and a further 6 km improved to Good in Salfords Stream to the river Mole |  |  | 343 | 10100 | 0 | 1 | WWN | £ per p.e. | 1e-06 | TMS | 2028-04-09 | 3464300 | 3282664.4731 | 3282664.4731 | 1.0295 | 3379451.2527 | 1.1806 | 3.9899 | 0.0397 | 0.0132 |  | 7TW200155
HNL00208 | Changed |  |  |  | WQ | Thames | Hertfordshire and North London | Thames Water Utilities Ltd | 7TW200097 | NORTH WEALD SEWAGE TREATMENT WORKS | Cripsey Brook | GB106037033500 | River | Roding Beam and Ingrebourne |  |  |  | WFD_IMPg | Phosphorus |  |  |  |  | Continuous Discharge | 2024-12-22 | Amber | CTCR.2136 | 549600 | 204600 | [30 empty] | 4673 | n/a | 0.25 mg/l | 4mg/l as 95%ile and 8 as Upper Teir | 1475 | N/A | [19 empty] | 5.5 |  |  |  |  | No |  | KM improved figure is a best guess by measuring distance between discharges on ARCMap. This is what was suggested in the PR19 guidance on Environmental Outcomes. This means that this amount of KM will move from Poor to Good status. Cost Benefit suggests that this is a feasible scheme under the catchment calculations. |  |  | 754 | 7900 | 0 | 1 | WWN | £ per p.e. | 1e-06 | TMS | 2027-01-18 | 5956600 | 5644291.5453 | 5644291.5453 | 1.0295 | 5810709.0413 | 1.1806 | 6.8603 | 0.0397 | 0.022696 |  | 7TW200097
THM00550 | Changed |  |  |  | WQ | Thames | Thames | Thames Water Utilities Ltd | 7TW200712 | RIPLEY STW | Wey (Shalford to River Thames confluence at Weybridge) | GB106039017630 | River | Wey |  |  |  | WFD_IMPg | Phosphorus |  |  |  |  | Continuous Discharge | 2024-12-22 | Amber | CTCR.2150 | 504500 | 157400 | [30 empty] | 17000 | 2 | 0.25 | IRON:4mg/l (95%ile); 8mg/l (Upper Tier) | 8296 | [20 empty] | 2.4 | [9 empty] | 438 | 24200 | 0 | 0 | WWN | £ per p.e. | 1e-06 | TMS | 2027-12-08 | 10599600 | 10043856.0024 | 10043856.0024 | 1.0295 | 10339991.1954 | 1.1806 | 12.2077 | 0.0397 | 0.040387 |  | 7TW200712
HNL00095 |  |  |  |  | WR | Thames | Hertfordshire and North London | Thames Water Utilities Ltd | 7TW100064 | RIVER RESTORATION PROJECTS - CHESS | Chess | GB106039029870 | River | Colne |  |  |  | WFD_IMP_WRFlow |  | NERC_IMP1 |  |  |  | Adaptive Management | 2025-03-31 | Amber | [5 empty] | Investigation, conducted by consultants on behalf of water company, hasn't concluded yet. Impacts of abstraction, however, have already been confirmed hence sustainability reductions included as in WINEP2. Options that will be implemented for both No Deterioration and WFD Improvements will be clarified further through options appraisal process. At the Operational Catchment Scale proposed WINEP3 schemes are cost beneficial. | [8 empty] | Chalk river | Chalk river | [42 empty] | 5 | [6 empty] | Investigation, conducted by consultants on behalf of water company, hasn't concluded yet. Impacts of abstraction, however, have already been confirmed hence sustainability reductions included as in WINEP2. Options that will be implemented for both No Deterioration and WFD Improvements will be clarified further through options appraisal process. At the Operational Catchment Scale proposed WINEP3 schemes are cost beneficial. |  |  | 20.0815 | 1 | 0 | 1 | WR | £m | 1 | TMS | 2027-06-28 | 20081500 |  | 20081500 | 1.0295 | 20673587.2301 | 1.1806 | 24.4079 | 0.0397 | 0.08075 |  | 7TW100064
HNL00096 |  |  |  |  | WR | Thames | Hertfordshire and North London | Thames Water Utilities Ltd | 7TW100065 | RIVER RESTORATION PROJECTS - LOWER LEE | Lea Navigation Enfield Lock to Tottenham Locks | GB106038027950 | River | Lee Lower Rivers and Lakes |  |  |  | WFD_IMP_WRFlow | [5 empty] | Adaptive Management | 2025-03-31 | Amber | [5 empty] | Additional water bodies: Lea Navigation (Fieldes Weir to Enfield Lock) & Lee (Tottenham Locks to Bow Locks/Three Mills Locks) | [52 empty] | 10 | [6 empty] | Additional water bodies: Lea Navigation (Fieldes Weir to Enfield Lock) & Lee (Tottenham Locks to Bow Locks/Three Mills Locks) |  |  | 5.594 | 1 | 0 | 1 | WR | £m | 1 | TMS | 2027-04-02 | 5594000 |  | 5594000 | 1.0295 | 5758934.6894 | 1.1806 | 6.7992 | 0.0397 | 0.022494 |  | 7TW100065
THM00552 | Changed |  |  |  | WQ | Thames | Thames | Thames Water Utilities Ltd | 7TW200714 | SHAMLEY GREEN STW | Cranleigh Waters | GB106039017810 | River | Wey |  |  |  | WFD_IMPg | Phosphorus |  |  |  |  | Continuous Discharge | 2024-12-22 | Amber | CSSC.2354 | 501800 | 143800 | [30 empty] | 5350 |  | 0.7 | IRON:4mg/l (95%ile); 8mg/l (Upper Tier) | 2850 | [20 empty] | 2.4 | [9 empty] | 226 | 6000 | 0 | 0 | WWN | £ per p.e. | 1e-06 | TMS | 2026-07-12 | 1356000 | 1284904.0284 | 1284904.0284 | 1.0295 | 1322788.4129 | 1.1806 | 1.5617 | 0.0397 | 0.0051667 |  | 7TW200714
THM00554 | Changed |  |  |  | WQ | Thames | Thames | Thames Water Utilities Ltd | 7TW200716 | SHUTFORD STW | Shutford Stream (Source to Sor Brook) | GB106039037300 | River | Cherwell |  |  |  | WFD_IMPg | Phosphorus |  |  |  |  | Continuous Discharge | 2024-12-22 | Amber | CSSC.1434 | 439000 | 240800 | [30 empty] | 1150 |  | 0.4 | IRON:4mg/l (95%ile); 8mg/l (Upper Tier) | 566 | [20 empty] | 5 | [9 empty] | 1370 | 1800 | 0 | 1 | WWN | £ per p.e. | 1e-06 | TMS | 2025-11-22 | 2466000 | 2336705.9985 | 2336705.9985 | 1.0295 | 2405601.9367 | 1.1806 | 2.8401 | 0.0397 | 0.0093961 |  | 7TW200716
THM00558 | Changed |  |  |  | WQ | Thames | Thames | Thames Water Utilities Ltd | 7TW200720 | South Leigh STW | Chil and Limb Brooks (source to B4044) | GB106039030310 | River | Windrush |  |  |  | WFD_IMPg | Phosphorus |  |  |  |  | Continuous Discharge | 2024-12-22 | Amber | CNTD.0016 | 439400 | 208400 | [30 empty] | 300 |  | 2 | IRON:4mg/l (95%ile); 8mg/l (Upper Tier) | 82 | [20 empty] | 5 | [9 empty] | 3286 | 300 | 0 | 1 | WWN | £ per p.e. | 1e-06 | TMS | 2027-06-21 | 985800 | 934113.8578 | 934113.8578 | 1.0295 | 961655.4701 | 1.1806 | 1.1354 | 0.0397 | 0.0037562 |  | 7TW200720
HNL00222 | Changed |  |  |  | WQ | Thames | Hertfordshire and North London | Thames Water Utilities Ltd | 7TW200111 | STANDON SEWAGE TREATMENT WORKS | Rib (from confluence with Quin to Lee Navigation) | GB106038033360 | River | Lee Upper |  |  |  | WFD_IMPg | Phosphorus |  |  |  |  | Continuous Discharge | 2024-12-22 | Amber | CSSC.2365 | 539700 | 221760 | [30 empty] | 4080 | n/a | 0.4 mg/l | 4mg/l as 95%ile and 8 as Upper Teir | 977 | N/A | [19 empty] | 8.634 |  |  |  |  | No |  | KM improved figure is a best guess by measuring distance between discharges on ARCMap. This is what was suggested in the PR19 guidance on Environmental Outcomes. This means that this amount of KM will move from Bad/Poor to good status. Cost Benefit suggests that this is a feasible scheme under the catchment calculations produced by the Environment Agency. |  |  | 343 | 5100 | 0 | 1 | WWN | £ per p.e. | 1e-06 | TMS | 2028-06-05 | 1749300 | 1657583.0508 | 1657583.0508 | 1.0295 | 1706455.5831 | 1.1806 | 2.0147 | 0.0397 | 0.0066653 |  | 7TW200111
HNL00212 | Changed |  |  |  | WQ | Thames | Hertfordshire and North London | Thames Water Utilities Ltd | 7TW200101 | STANFORD RIVERS SEWAGE TREATMENT WORKS | Lower Roding (Cripsey Bk to Loughton) | GB106037033500 | River | Roding Beam and Ingrebourne |  |  |  | WFD_IMPg | Phosphorus |  |  |  |  | Continuous Discharge | 2024-12-22 | Amber | CEYR.0046 | 554600 | 199610 | [30 empty] | 8340 | n/a | 0.25 mg/l | 4mg/l as 95%ile and 8 as Upper Teir | 4210 | N/A | [19 empty] | 9.2 |  |  |  |  | No |  | KM improved figure is a best guess by measuring distance between discharges on ARCMap. This is what was suggested in the PR19 guidance on Environmental Outcomes. This means that this amount of KM will move from Poor to Good status. Cost Benefit suggests that this is a feasible scheme under the catchment calculations produced by the Environment Agency. |  |  | 754 | 9800 | 0 | 1 | WWN | £ per p.e. | 1e-06 | TMS | 2029-02-12 | 7389200 | 7001779.3853 | 7001779.3853 | 1.0295 | 7208221.3424 | 1.1806 | 8.5103 | 0.0397 | 0.028155 |  | 7TW200101
HNL00225 | Changed |  |  |  | WQ | Thames | Hertfordshire and North London | Thames Water Utilities Ltd | 7TW200114 | STANSTED MOUNTFITCHETT SEWAGE TREATMENT WORKS | Stort and Bourne Brook | GB106038033340 | River | Lee Upper |  |  |  | WFD_IMPg | Phosphorus |  |  |  |  | Continuous Discharge | 2024-12-22 | Amber | CLCR.0165 | 551300 | 224800 | [30 empty] | 11048 | n/a | 0.25 mg/l | 4mg/l as 95%ile and 8 as Upper Teir | 2650 | N/A | [19 empty] | 6.822 |  |  |  |  | No |  | KM improved figure is a best guess by measuring distance between discharges on ARCMap. This is what was suggested in the PR19 guidance on Environmental Outcomes. This means that this amount of KM will move from Poor to good status. The improvements in the P levels at this works will help drive the SSSI investigation on the Hunsdon Mead Meadows and allow investigation into what a suitable P target will be for this site. Cost Benefit suggests that this is a feasible scheme under the catchment calculations produced by the Environment Agency. |  |  | 754 | 12200 | 0 | 1 | WWN | £ per p.e. | 1e-06 | TMS | 2026-06-21 | 9198800 | 8716500.8674 | 8716500.8674 | 1.0295 | 8973500.0385 | 1.1806 | 10.5944 | 0.0397 | 0.03505 |  | 7TW200114
THM00561 | Changed |  |  |  | WQ | Thames | Thames | Thames Water Utilities Ltd | 7TW200723 | STANTON HARCOURT STW | Chil and Limb Brooks (source to B4044) | GB106039030310 | River | Windrush |  |  |  | WFD_IMPg | Phosphorus |  |  |  |  | Continuous Discharge | 2024-12-22 | Amber | CSSC.1439 | 442100 | 206000 | [30 empty] | 340 |  | 0.6 | IRON:4mg/l (95%ile); 8mg/l (Upper Tier) | 760 | [20 empty] | 5 | [9 empty] | 1370 | 1700 | 0 | 1 | WWN | £ per p.e. | 1e-06 | TMS | 2027-07-11 | 2329000 | 2206888.9986 | 2206888.9986 | 1.0295 | 2271957.3846 | 1.1806 | 2.6823 | 0.0397 | 0.0088741 |  | 7TW200723
THM00562 | Changed |  |  |  | WQ | Thames | Thames | Thames Water Utilities Ltd | 7TW200724 | TETSWORTH STW | Latchford Brook at Tetsworth | GB106039023830 | River | Thame |  |  |  | WFD_IMPg | Phosphorus |  |  |  |  | Continuous Discharge | 2024-12-22 | Amber | CNTD.0018 | 468500 | 202500 | [30 empty] | 1120 |  | 0.4 | IRON:4mg/l (95%ile); 8mg/l (Upper Tier) | 324 | [20 empty] | 7.4 | [9 empty] | 1370 | 1200 | 0 | 1 | WWN | £ per p.e. | 1e-06 | TMS | 2026-12-22 | 1644000 | 1557803.999 | 1557803.999 | 1.0295 | 1603734.6244 | 1.1806 | 1.8934 | 0.0397 | 0.0062641 |  | 7TW200724
HNL00213 | Changed |  |  |  | WQ | Thames | Hertfordshire and North London | Thames Water Utilities Ltd | 7TW200102 | THEYDON BOIS SEWAGE TREATMENT WORKS | Brookhouse Brook | GB106037033500 | River | Roding Beam and Ingrebourne |  |  |  | WFD_IMPg | Phosphorus |  |  |  |  | Continuous Discharge | 2024-12-22 | Amber | CSSC.0294 | 547800 | 298000 | [30 empty] | 4064 | n/a | 0.25 mg/l | 4mg/l as 95%ile and 8 as Upper Teir | 3440 | N/A | [19 empty] | 0.2 |  |  |  |  | No |  | KM improved figure is a best guess by measuring distance between discharges on ARCMap. This is what was suggested in the PR19 guidance on Environmental Outcomes. This means that this amount of KM will move from Poor to Good status. The improvements in the P levels at this works will help drive the SSSI investigation on the Roding Meadows and allow investigation into what a suitable P target will be for this site. Cost Benefit suggests that this is a feasible scheme under the catchment calculations produced by the Environment Agency. |  |  | 1500 | 5000 | 0 | 1 | WWN | £ per p.e. | 1e-06 | TMS | 2026-07-19 | 7500000 | 7106770.0685 | 7106770.0685 | 1.0295 | 7316307.5933 | 1.1806 | 8.6379 | 0.0397 | 0.028577 |  | 7TW200102
HNL00209 | Changed |  |  |  | WQ | Thames | Hertfordshire and North London | Thames Water Utilities Ltd | 7TW200098 | THORNWOOD COMMON SEWAGE TREATMENT WORKS | Cripsey Brook | GB106037033500 | River | Roding Beam and Ingrebourne |  |  |  | WFD_IMPg | Phosphorus |  |  |  |  | Continuous Discharge | 2024-12-22 | Amber | CSSC.1445 | 547700 | 105000 | [30 empty] | 950 | n/a | 0.25 mg/l | 4mg/l as 95%ile and 8 as Upper Teir | 242 | N/A | [19 empty] | 6.5 |  |  |  |  | No |  | KM improved figure is a best guess by measuring distance between discharges on ARCMap. This is what was suggested in the PR19 guidance on Environmental Outcomes. This means that this amount of KM will move from Poor to Good status. Cost Benefit suggests that this is a feasible scheme under the catchment calculations produced by the Environment Agency. |  |  | 3415 | 1400 | 0 | 1 | WWN | £ per p.e. | 1e-06 | TMS | 2027-01-23 | 4781000 | 4530329.0263 | 4530329.0263 | 1.0295 | 4663902.2138 | 1.1806 | 5.5064 | 0.0397 | 0.018217 |  | 7TW200098
KSL00401 | Addition |  |  |  | WR | Thames | Kent South London and East Sussex | Thames Water Utilities Ltd | 7TW300092 | Upper Cray Restoration | Upper Cray | GB106040023990 | River | Cray and Shuttle |  |  |  | WFD_IMP_WRFlow | [5 empty] | Adaptive Management | 2024-12-22 | Amber | 9/40/01/0124/GR, 9/40/01/0127/GR | 546695 | 166819 |  |  | Waterbody scale Adaptive Management | [36 empty] | West Kent Darent and Cray Chalk | GB40601G501800 | CAT2 | London | [12 empty] | 1.37 | [9 empty] | 6.2816 | 1 | 0 | 1 | WR | £m | 1 | TMS | 2027-03-14 | 6281600 |  | 6281600 | 1.0295 | 6466808.0345 | 1.1806 | 7.6349 | 0.0397 | 0.025259 |  | 7TW300092
KSL00045 | Changed |  |  |  | WR | Thames | Kent South London and East Sussex | Thames Water Utilities Ltd | 7TW100009 | Upper Darent Restoration - SUNDRIDGE PUMPING STATION | Upper Darent | GB106040024221 | River | Darent |  |  |  | WFD_IMP_WRFlow | [5 empty] | Adaptive Management | 2024-12-22 | Amber | 9/40/01/0123/GR | 548965 | 155677 |  |  | Waterbody scale implementation following options appraisal in AMP6 considering Sundridge PS, Westerham PS; SEW sources; and SESW sources in the Upper Darent catchment. Measures to be carried out in AMP7 (on the Upper Darent between Westerham and Otford) will increase low flow resilience and post-drought recovery, including restoration measures such as bank reprofiling, deflector installation, bed re-profiling and tree work (re shading). | [36 empty] | Kent Greensand Western | GB40601G500500 | CAT 2 | London | [12 empty] | 2.15 | [9 empty] | 6.2816 | 1 | 0 | 1 | WR | £m | 1 | TMS | 2027-03-14 | 6281600 |  | 6281600 | 1.0295 | 6466808.0345 | 1.1806 | 7.6349 | 0.0397 | 0.025259 |  | 7TW100009
KSL00049 | Changed |  |  |  | WR | Thames | Kent South London and East Sussex | Thames Water Utilities Ltd | 7TW100081 | Upper Darent Restoration - WESTERHAM HILL PS | Upper Darent | GB106040024221 | River | Darent |  |  |  | WFD_IMP_WRFlow | [5 empty] | Adaptive Management | 2024-12-22 | Amber | 9/40/01/0119/GR | 542869 | 155809 |  |  | Waterbody scale implementation following options appraisal in AMP6 considering Sundridge PS, Westerham PS; SEW sources; and SESW sources in the Upper Darent catchment. Measures to be carried out in AMP7 (on the Upper Darent between Westerham and Otford) will increase low flow resilience and post-drought recovery, including restoration measures such as bank reprofiling, deflector installation, bed re-profiling and tree work (re shading). | [36 empty] | West Kent Darent and Cray Chalk | GB40601G501800 | CAT 2 | London | [12 empty] | 2.15 | [9 empty] | 6.2816 | 1 | 0 | 1 | WR | £m | 1 | TMS | 2027-03-14 | 6281600 |  | 6281600 | 1.0295 | 6466808.0345 | 1.1806 | 7.6349 | 0.0397 | 0.025259 |  | 7TW100081
THM00564 | Changed |  |  |  | WQ | Thames | Thames | Thames Water Utilities Ltd | 7TW200726 | WADDESDON STW | Fleet Marston Brook, Denham Brook, Pitchcott Brook west | GB106039030420 | River | Thame |  |  |  | WFD_IMPg | Phosphorus |  |  |  |  | Continuous Discharge | 2024-12-22 | Amber | CNTD.0052 | 474870 | 217900 | [30 empty] | 3450 |  | 0.5 | IRON:4mg/l (95%ile); 8mg/l (Upper Tier) | 680 | [20 empty] | 6.8 | [9 empty] | 474 | 3800 | 0 | 1 | WWN | £ per p.e. | 1e-06 | TMS | 2026-06-10 | 1801200 | 1706761.8996 | 1706761.8996 | 1.0295 | 1757084.4316 | 1.1806 | 2.0745 | 0.0397 | 0.006863 |  | 7TW200726
THM00567 | Changed |  |  |  | WQ | Thames | Thames | Thames Water Utilities Ltd | 7TW200729 | WATLINGTON STW | Chalgrove Brook | GB106039023740 | River | Thame |  |  |  | WFD_IMPg | Phosphorus |  |  |  |  | Continuous Discharge | 2024-12-22 | Amber | CSSC.2329 | 467400 | 195400 | [30 empty] | 2790 |  | 0.6 | IRON:4mg/l (95%ile); 8mg/l (Upper Tier) | 2000 | [20 empty] | 9.6 | [9 empty] | 474 | 3100 | 0 | 1 | WWN | £ per p.e. | 1e-06 | TMS | 2026-08-15 | 1469400 | 1392358.3918 | 1392358.3918 | 1.0295 | 1433410.9837 | 1.1806 | 1.6923 | 0.0397 | 0.0055988 |  | 7TW200729
HNL00217 | Changed |  |  |  | WQ | Thames | Hertfordshire and North London | Thames Water Utilities Ltd | 7TW200106 | WESTON (HERTS) SEWAGE TREATMENT WORKS | Beane (Source to Stevenage Brook) | GB106038040110 | River | Lee Upper |  |  |  | WFD_IMPg | Phosphorus |  |  |  |  | Continuous Discharge | 2024-12-22 | Amber | CLCR.0097 | 527570 | 229600 | [30 empty] | 878 | n/a | 0.4 mg/l | 4mg/l as 95%ile and 8 as Upper Teir | 244 | N/A | [19 empty] | 27.588 |  |  |  |  | No |  | KM improved figure is a best guess by measuring distance between discharges on ARCMap. This is what was suggested in the PR19 guidance on Environmental Outcomes. This means that this amount of KM will move from moderate to good status for whole waterbody give or take 5km.Cost Benefit suggests that this is a feasible scheme under the catchment calculations produced by the Environment Agency. |  |  | 2060 | 900 | 0 | 1 | WWN | £ per p.e. | 1e-06 | TMS | 2027-06-21 | 1854000 | 1756793.5609 | 1756793.5609 | 1.0295 | 1808591.2371 | 1.1806 | 2.1353 | 0.0397 | 0.0070642 |  | 7TW200106
THM00569 | Changed |  |  |  | WQ | Thames | Thames | Thames Water Utilities Ltd | 7TW200731 | WESTON-ON-THE-GREEN SEWAGE WORKS | Gallos Brook | GB106039030130 | River | Oxon Ray |  |  |  | WFD_IMPg | Phosphorus |  |  |  |  | Continuous Discharge | 2024-12-22 | Amber | CNTD.0054 | 453600 | 217400 | [30 empty] | 530 |  | 0.8 | IRON:4mg/l (95%ile); 8mg/l (Upper Tier) | 243 | [20 empty] | 4.1 | [9 empty] | 1945 | 600 | 0 | 1 | WWN | £ per p.e. | 1e-06 | TMS | 2026-08-30 | 1167000 | 1105813.4227 | 1105813.4227 | 1.0295 | 1138417.4615 | 1.1806 | 1.3441 | 0.0397 | 0.0044466 |  | 7TW200731
THM00571 | Changed |  |  |  | WQ | Thames | Thames | Thames Water Utilities Ltd | 7TW200733 | WISLEY STW | Wey (Shalford to River Thames confluence at Weybridge) | GB106039017630 | River | Wey |  |  |  | WFD_IMPg | Phosphorus |  |  |  |  | Continuous Discharge | 2024-12-22 | Amber | CTCR.0780 | 506000 | 159900 | [30 empty] | 25500 | 2 | 0.25 | IRON:4mg/l (95%ile); 8mg/l (Upper Tier) | 6782 | [20 empty] | 2.4 | [9 empty] | 438 | 27300 | 0 | 0 | WWN | £ per p.e. | 1e-06 | TMS | 2027-10-09 | 11957400 | 11330465.6556 | 11330465.6556 | 1.0295 | 11664535.5221 | 1.1806 | 13.7715 | 0.0397 | 0.045561 |  | 7TW200733
THM00572 | Changed |  |  |  | WQ | Thames | Thames | Thames Water Utilities Ltd | 7TW200734 | WOKING STW | Wey (Shalford to River Thames confluence at Weybridge) | GB106039017630 | River | Wey |  |  |  | WFD_IMPg | Phosphorus |  |  |  |  | Continuous Discharge | 2024-12-22 | Amber | CASM.0308 | 503200 | 157400 | [30 empty] | 78300 | 2 | 0.25 | IRON:4mg/l (95%ile); 8mg/l (Upper Tier) | 19394 | [20 empty] | 2.4 | [9 empty] | 55 | 90100 | 0 | 0 | WWN | £ per p.e. | 1e-06 | TMS | 2027-10-20 | 4955500 | 4695679.8766 | 4695679.8766 | 1.0295 | 4834128.3038 | 1.1806 | 5.7073 | 0.0397 | 0.018882 |  | 7TW200734
KSL00235 | Changed |  |  |  | WQ | Thames | Kent South London and East Sussex | Thames Water Utilities Ltd | 7TW200156 | Burstow wwtw | Burstow Stream | GB106039017520 | River | Mole Upper Trib |  |  |  | WFD_IMPm | Phosphorus |  |  |  |  | Continuous Discharge | 2024-12-22 | Amber | CASM.0095 | 530500 | 143800 | [30 empty] | 10774 |  | 0.3 mean | Fe: 4mg/l (95%) 8mg/l (UT) | 1596 | [20 empty] | 4.1 | [9 empty] | 754 | 11100 | 0 | 0 | WWN | £ per p.e. | 1e-06 | TMS | 2025-04-07 | 8369400 | 7930586.8548 | 7930586.8548 | 1.0295 | 8164413.9695 | 1.1806 | 9.6392 | 0.0397 | 0.03189 |  | 7TW200156
THM00536 | Changed |  |  |  | WQ | Thames | Thames | Thames Water Utilities Ltd | 7TW200698 | KINGSTON BAGPUIZE STW | Ock and tributaries (Land Brook confluence to Thames) | GB106039023430 | River | Ock |  |  |  | WFD_IMPg | Ammonia |  |  |  |  | Continuous Discharge | 2024-12-22 | Amber | CTCR.2011 | 440200 | 197400 | [30 empty] | 3040 | 7 | 3 |  | 633 | [20 empty] | 2 | [9 empty] | 2.951 | 1 | 0 | 1 | WWN | £m | 1 | TMS | 2027-01-30 | 2951000 | 2796277.1296 | 2796277.1296 | 1.0295 | 2878723.161 | 1.1806 | 3.3987 | 0.0397 | 0.011244 |  | 7TW200698
THM00570 | Changed |  |  |  | WQ | Thames | Thames | Thames Water Utilities Ltd | 7TW200732 | WINGRAVE STW | Thame upstream of Aylesbury | GB106039030410 | River | Thame |  |  |  | WFD_IMPg | Phosphorus |  |  |  |  | Continuous Discharge | 2024-12-22 | Amber | CSSC.2320 | 486400 | 218700 | [30 empty] | 1410 |  | 0.7 | IRON:4mg/l (95%ile); 8mg/l (Upper Tier) | 538 | [20 empty] | 10 | [9 empty] | 794 | 1800 | 0 | 1 | WWN | £ per p.e. | 1e-06 | TMS | 2025-08-16 | 1429200 | 1354266.1042 | 1354266.1042 | 1.0295 | 1394195.575 | 1.1806 | 1.646 | 0.0397 | 0.0054456 |  | 7TW200732
YOR00063 | Changed | Yes – alteration made |  |  | WQ | Humber | Yorkshire | Yorkshire Water Service Ltd | 7YW100129 | TUPTON/STW | Redleadmill Brook | GB104027057620 | River | Rother and Doe Lea |  |  |  | WFD_IMPm | Phosphorus |  |  |  |  | Continuous Discharge | 2024-12-22 | Amber | 3139(SS) | 439820 | 366810 | [30 empty] | 11012 |  | 0.25mg/l average | 4000ug/l Fe 95%ile | 2641m³/d |  | 8000ug/l Fe Upper Tier | [17 empty] | N/A | 7.9 | [6 empty] | Works identified for both WFD and SAe drivers. WFD limit is concluded to be cost beneficial. 3 kilometres improved from Poor to Good status and 4.2 kilometres improved from Poor to Moderate status and 0.7 kilometres improved from Bad to Mod. Total 7.9km in river length improvement. | * |  | 778365 | 10.223 | 0 | 1 | WWN | £ per km LORI | 1e-06 | YKY | 2026-12-22 | 7957225.395 |  | 7957225.395 | 1.0315 | 8208072.7878 | 1.1806 | 9.6907 | 0.0397 | 0.03206 |  | 7YW100129
YOR01536 | Addition |  |  |  | WQ | Humber | Yorkshire | Yorkshire Water Service Ltd | 7YW200641 | Pudsey intermittents (Farnley Ring Road) | Low/Wortley/Pudsey Bks | GB104027062830 | River | Aire Lower |  |  |  | WFD_IMPg | Ammonia |  |  |  |  | Intermittent Discharge | 2024-12-22 | Amber | C4966 | 424670 | 433540 | [36 empty] | 5,000m³ | [18 empty] | 2.74 | [6 empty] | Total proposed storage 5,000m³ total. Farnley Ring Road | * |  | 590 | 5000 | 0 | 1 | WWN | £ per m3 | 1e-06 | YKY | 2027-03-31 | 2950000 |  | 2950000 | 1.0315 | 3042997.216 | 1.1806 | 3.5927 | 0.0397 | 0.011886 |  | 7YW200641
YOR01533 | Addition |  |  |  | WQ | Humber | Yorkshire | Yorkshire Water Service Ltd | 7YW300068 | Pudsey intermittents - Hough Side Works | Low/Wortley/Pudsey Bks | GB104027062830 | River | Aire Lower |  |  |  | WFD_IMPg | Ammonia |  |  |  |  | Intermittent Discharge | 2024-12-22 | Amber | C4917 1 | 423660 | 433150 | [36 empty] | 25,400m³ | [18 empty] | 2.74 | [6 empty] | Current storage, 400m³, additional storage 25,000m³ total, total proposed storage 25,400m³. Houghside Works | * |  | 590 | 25000 | 0 | 1 | WWN | £ per m3 | 1e-06 | YKY | 2027-03-31 | 14750000 |  | 14750000 | 1.0315 | 15214986.08 | 1.1806 | 17.9633 | 0.0397 | 0.059429 |  | 7YW300068
YOR01535 | Addition |  |  |  | WQ | Humber | Yorkshire | Yorkshire Water Service Ltd | 7YW300070 | Pudsey intermittents - Smalewell Reach 1 | Low/Wortley/Pudsey Bks | GB104027062830 | River | Aire Lower |  |  |  | WFD_IMPg | Ammonia |  |  |  |  | Intermittent Discharge | 2024-12-22 | Amber | WRA7473 1 | 420740 | 432870 | [36 empty] | 8,450m³ | [18 empty] | 2.74 | [6 empty] | Current storage 950m³, additional storage 7,500m³, total proposed storage8450m³. Smalewell in reach 1. RLI has bee counted in previous line for Pudsey Smalewell CSO.YW write "No investment identified for Dick lane under this Reach 3 solution, but 7500m³ at Pudsey Smalewell alone will not allowReach 1 to pass WQ". | * |  | 590 | 7500 | 0 | 1 | WWN | £ per m3 | 1e-06 | YKY | 2025-12-22 | 4425000 |  | 4425000 | 1.0315 | 4564495.824 | 1.1806 | 5.389 | 0.0397 | 0.017829 |  | 7YW300070